## Title
Settlement Residual Allocation Methodology (SRAM):
impact of potential options
Published in support of consultation paper "SRAM: principles, options and pass-through"
Date | 2022-01-18

## Overview
Overview
Purpose
The purpose of this workbook is to compare settlement residual rebates in 2020/21 ($80.3m total),
and indicative settlement residual rebates customers would receive under two options considered in the Authority’s consultation paper (assuming the same $80.3m are allocated).
The focus is on illustrating differences between approaches rather than estimating rebate amounts. As discussed in the consultation paper, the actual amount is influenced by a range of factors and varies year-on-year.
Description of current approach and two options considered in consultation paper
| Name | Description | Method used to model impact
| 2020/21 LCE | Approach as currently used by Transpower, which a new approach would replace. | Actual settlement residual rebates for 2020/21 as per Transpower's method for determining customer shares of loss and constraint excess payments under Part 14 of the Code. Refer to www.transpower.co.nz/industry/revenue-and-pricing/pricing
| TPM charges (option A) | Allocate settlement residue in line with TPM charges under the proposed new TPM | Allocate settlement residual rebate to customers in proportion to the charges under the proposed new TPM.
| Simple BB (option B) | Settlement residue mapped to lines and transformers then allocated to: · connection assets · BBI customers Use simple method BB allocators for all non-connection lines and transformers (even if they have Schedule 1 or standard method BBC allocations). | 1. Allocate settlement residue for connection assets as per Transpower current approach 2. Use vSPD data to find the share of remaining settlement residue attributable to each simple method region. Where assets relate to more than one region the Authority's modelling makes simplifying assumptions. 3. Allocate each region’s settlement residue using the applicable allocators The modelling results for 2. and 3 are included in sheet "Input-simple BB". The related modelling files are published on the Authority's EMI website.

## Output
Output
By customer type
| Customer type | 2020/21 LCE | TPM charges | Simple BB
| Generator | 11.6182 | 13.378 | 41.3706
| Direct connect | 7.664 | 7.4566 | 4.3689
| Distributor | 60.9858 | 59.4335 | 34.5286
| Total | 80.2681 | 80.2681 | 80.2681
| Customer type | 2020/21 LCE | TPM charges | Simple BB
| Generator | 14.47% | 16.67% | 51.54%
| Direct connect | 9.548% | 9.29% | 5.443%
| Distributor | 75.98% | 74.04% | 43.02%
| Total | 100% | 100% | 100%
By customer
| Customer code | Customer name | Customer type | 2020/21 LCE | TPM charges | Simple BB | TPM charges | Simple BB
| ALPE | Alpine Energy Ltd | Distributor | 1.5524 | 1.2675 | 1.6249 | -18.35% | 4.675%
| BUEL | Buller Electricity Ltd | Distributor | 0.054746 | 0.16434 | 0.072019 | 200.2% | 31.55%
| CHBP | Centralines Limited | Distributor | 0.20876 | 0.22139 | 0.060767 | 6.047% | -70.89%
| COUP | Counties Power Ltd | Distributor | 1.0925 | 1.1362 | 0.4322 | 4.004% | -60.44%
| CTCT | Contact Energy Limited | Generator | 1.2661 | 2.9959 | 6.4645 | 136.6% | 410.6%
| DUNE | Aurora Energy Limited | Distributor | 2.1789 | 2.5495 | 0.88062 | 17.01% | -59.58%
| EASH | EA Networks | Distributor | 0.7085 | 1.0705 | 0.80605 | 51.1% | 13.77%
| EAST | Eastland Network Limited | Distributor | 0.59086 | 0.40274 | 0.24372 | -31.84% | -58.75%
| GENE | Genesis Energy Ltd | Generator | 0.49292 | 1.4603 | 6.2952 | 196.3% | 1177%
| HORO | Electra Limited | Distributor | 0.68402 | 0.90622 | 0.20446 | 32.48% | -70.11%
| HRZE | Horizon Energy Distribution Ltd | Distributor | 0.14826 | 0.77242 | 0.23293 | 421% | 57.11%
| KIWI | Whareroa Cogeneration Limited | Direct Connect | 0 | 0.088487 | 0.034999
| KUPE | Beach Energy Resources NZ (Holdings) Ltd | Direct Connect | 0.09789 | 0.070488 | 0.035781 | -27.99% | -63.45%
| MARL | Marlborough Lines Limited | Distributor | 0.67595 | 0.54747 | 0.69217 | -19.01% | 2.4%
| MELT | MEL (Te Apiti) Limited | Generator | 0.0016511 | 0.026641 | 0.058921 | 1514% | 3469%
| MELW | MEL (West Wind) Limited | Generator | 0.069436 | 0.062765 | 0.12232 | -9.606% | 76.17%
| MERI | Meridian Energy Limited | Generator | 9.3424 | 6.6945 | 21.5734 | -28.34% | 130.9%
| METH | Methanex New Zealand Ltd | Direct Connect | 0.056268 | 0.086097 | 0.022572 | 53.01% | -59.88%
| MPOW | Mainpower New Zealand Limited | Distributor | 1.0777 | 1.2177 | 1.1317 | 12.99% | 5.006%
| MRPL | Mercury NZ Limited | Generator | 0.12947 | 1.2166 | 3.0807 | 839.7% | 2280%
| MSVP | Mercury SPV Limited | Generator | 0 | 0.057672 | 0.65912
| NAPA | Nga Awa Purua Joint Venture | Generator | 0.044272 | 0.24771 | 1.049 | 459.5% | 2269%
| NELS | Nelson Electricity Ltd | Distributor | 0.10785 | 0.09402 | 0.08938 | -12.82% | -17.12%
| NPOW | Northpower Limited | Distributor | 1.7264 | 1.8342 | 1.8692 | 6.245% | 8.275%
| NTRG | Ngatamariki Geothermal Ltd | Generator | 0.026114 | 0.13804 | 0.63998 | 428.6% | 2351%
| NZAS | NZ Aluminium Smelters Limited | Direct Connect | 6.6363 | 4.4918 | 2.5966 | -32.32% | -60.87%
| NZST | New Zealand Steel Limited | Direct Connect | 0.22202 | 1.0025 | 0.4766 | 351.5% | 114.7%
| OMVP | OMV New Zealand Production Ltd | Direct Connect | 0.010704 | 0.1106 | 0.0423 | 933.2% | 295.2%
| ORON | Orion New Zealand Limited | Distributor | 6.4694 | 5.3753 | 5.6451 | -16.91% | -12.74%
| PANP | Pan Pac Forest Product Limited | Direct Connect | 0.13924 | 0.42183 | 0.35534 | 203% | 155.2%
| POCO | Powerco Limited | Distributor | 9.5495 | 8.1672 | 3.4863 | -14.47% | -63.49%
| POWN | Powernet Ltd | Distributor | 2.3968 | 2.2427 | 0.95742 | -6.43% | -60.05%
| RAYN | Daiken Southland Limited | Direct Connect | 0.13127 | 0.084827 | 0.092724 | -35.38% | -29.36%
| SCAN | Scanpower Limited | Distributor | 0.13326 | 0.1712 | 0.03616 | 28.47% | -72.86%
| SCGL | Southdown Cogeneration Ltd | Generator | 0.0024209 | 0.015527 | 0.027925 | 541.4% | 1054%
| SHPK | Southpark Utilities Limited | Direct Connect | 0.0010673 | 0.0048234 | 0.00050128 | 351.9% | -53.03%
| SKOG | Norske Skog Tasman Limited | Direct Connect | -0.022535 | 0.38414 | 0.53428 | -1805% | -2471%
| SOLE | GTL Energy New Zealand Ltd | Direct Connect | 0.0010709 | 0.00095452 | 0.0011549 | -10.87% | 7.839%
| SOU2 | Southern Generation GP Limited | Generator | 0 | 0.023036 | 0.041419
| TARW | Tararua Wind Power | Generator | 0.018404 | 0.034398 | 0.39253 | 86.9% | 2033%
| TASM | Network Tasman Limited | Distributor | 1.1175 | 1.0759 | 1.0918 | -3.719% | -2.298%
| TBOP | Nova Energy Limited | Generator | 0.015704 | 0.071573 | 0.046603 | 355.8% | 196.8%
| TOD3 | Todd Generation Taranaki Limited | Generator | 0.11925 | 0.0983 | 0.2821 | -17.57% | 136.6%
| TOPE | Top Energy Ltd | Distributor | 0.66196 | 0.59069 | 0.45335 | -10.77% | -31.51%
| TRNZ | KiwiRail Holdings Limited | Direct Connect | 0.080399 | 0.35597 | 0.013231 | 342.8% | -83.54%
| TRUG | Trustpower Limited | Generator | 0.090116 | 0.1985 | 0.25085 | 120.3% | 178.4%
| UNET | Wellington Electricity Lines Limited | Distributor | 5.2465 | 4.6489 | 1.2799 | -11.39% | -75.6%
| UNIS | Unison Networks Limited | Distributor | 2.5049 | 2.7109 | 1.0271 | 8.225% | -59%
| VECT | Vector Limited | Distributor | 18.3023 | 18.0753 | 10.4155 | -1.241% | -43.09%
| WAIP | Waipa Networks Limited | Distributor | 0.77283 | 0.63223 | 0.35299 | -18.19% | -54.32%
| WATA | Network Waitaki Limited | Distributor | 0.52973 | 0.53041 | 0.43039 | 0.1274% | -18.75%
| WAV1 | Waverley Wind Farm | Generator | 0 | 0.036427 | 0.38597
| WELE | WEL Networks Limited | Distributor | 1.9899 | 2.0094 | 0.59888 | 0.9829% | -69.9%
| WNST | Winstone Pulp International | Direct Connect | 0.31034 | 0.35413 | 0.16281 | 14.11% | -47.54%
| WPOW | Westpower Limited | Distributor | 0.12944 | 0.40762 | 0.2543 | 214.9% | 96.47%
| WTOM | The Lines Company Ltd | Distributor | 0.37506 | 0.61151 | 0.15931 | 63.04% | -57.52%
| Total |  |  | 80.2681 | 80.2681 | 80.2681

## Calc - simple BB
Calculations - simple BB
| Customer code | Customer name | Customer type | Allocation of settlement residue for connection assets ($m) | Allocation of settlement residual rebate allocated to each simple method region ($m) | Settlement residual rebate under 'simple BB' option ($m)
| ALPE | Alpine Energy Ltd | Lines Business | 0.46225 | 1.1627 | 1.6249
| BUEL | Buller Electricity Ltd | Lines Business | 1.57e-06 | 0.072018 | 0.072019
| CHBP | Centralines Limited | Lines Business | -0.0026558 | 0.063423 | 0.060767
| COUP | Counties Power Ltd | Lines Business | -0.017753 | 0.44995 | 0.4322
| CTCT | Contact Energy Limited | Generator | 0.19472 | 6.2698 | 6.4645
| DUNE | Aurora Energy Limited | Lines Business | 0.20868 | 0.67194 | 0.88062
| EASH | EA Networks | Lines Business | -0.0025107 | 0.80856 | 0.80605
| EAST | Eastland Network Limited | Lines Business | 0 | 0.24372 | 0.24372
| GENE | Genesis Energy Ltd | Generator | 0.2152 | 6.08 | 6.2952
| HORO | Electra Limited | Lines Business | 0.032707 | 0.17175 | 0.20446
| HRZE | Horizon Energy Distribution Ltd | Lines Business | 0.020022 | 0.21291 | 0.23293
| KIWI | Whareroa Cogeneration Limited | Direct Connect | 0 | 0.034999 | 0.034999
| KUPE | Beach Energy Resources NZ (Holdings) Ltd | Direct Connect | 0.002862 | 0.032919 | 0.035781
| MARL | Marlborough Lines Limited | Lines Business | -0.0018188 | 0.69399 | 0.69217
| MELT | MEL (Te Apiti) Limited | Generator | 0 | 0.058921 | 0.058921
| MELW | MEL (West Wind) Limited | Generator | 0.068331 | 0.053992 | 0.12232
| MERI | Meridian Energy Limited | Generator | 5.9822 | 15.5911 | 21.5734
| METH | Methanex New Zealand Ltd | Direct Connect | -0.0040645 | 0.026637 | 0.022572
| MPOW | Mainpower New Zealand Limited | Lines Business | 0.048776 | 1.0829 | 1.1317
| MRPL | Mercury NZ Limited | Generator | 0.12947 | 2.9513 | 3.0807
| MSVP | Mercury SPV Limited | Generator | 0 | 0.65912 | 0.65912
| NAPA | Nga Awa Purua Joint Venture | Generator | 0.044272 | 1.0047 | 1.049
| NELS | Nelson Electricity Ltd | Lines Business | 0.0047662 | 0.084614 | 0.08938
| NPOW | Northpower Limited | Lines Business | 0.017948 | 1.8513 | 1.8692
| NTRG | Ngatamariki Geothermal Ltd | Generator | 0.026114 | 0.61387 | 0.63998
| NZAS | NZ Aluminium Smelters Limited | Direct Connect | 0 | 2.5966 | 2.5966
| NZST | New Zealand Steel Limited | Direct Connect | 0.01645 | 0.46015 | 0.4766
| OMVP | OMV New Zealand Production Ltd | Direct Connect | -0.0004521 | 0.042752 | 0.0423
| ORON | Orion New Zealand Limited | Lines Business | 0.014272 | 5.6308 | 5.6451
| PANP | Pan Pac Forest Product Limited | Direct Connect | -0.003012 | 0.35835 | 0.35534
| POCO | Powerco Limited | Lines Business | 1.2298 | 2.2564 | 3.4863
| POWN | Powernet Ltd | Lines Business | 0.1872 | 0.77021 | 0.95742
| RAYN | Daiken Southland Limited | Direct Connect | 0.048045 | 0.044679 | 0.092724
| SCAN | Scanpower Limited | Lines Business | -0.008271 | 0.044431 | 0.03616
| SCGL | Southdown Cogeneration Ltd | Generator | 0 | 0.027925 | 0.027925
| SHPK | Southpark Utilities Limited | Direct Connect | 5.211e-05 | 0.00044917 | 0.00050128
| SKOG | Norske Skog Tasman Limited | Direct Connect | -0.022535 | 0.55682 | 0.53428
| SOLE | GTL Energy New Zealand Ltd | Direct Connect | 0.00097051 | 0.00018436 | 0.0011549
| SOU2 | Southern Generation GP Limited | Generator | 0 | 0.041419 | 0.041419
| TARW | Tararua Wind Power | Generator | 0.017099 | 0.37543 | 0.39253
| TASM | Network Tasman Limited | Lines Business | 0.026766 | 1.065 | 1.0918
| TBOP | Nova Energy Limited | Generator | 0.015704 | 0.030899 | 0.046603
| TOD3 | Todd Generation Taranaki Limited | Generator | 0.11921 | 0.16289 | 0.2821
| TOPE | Top Energy Ltd | Lines Business | 0.15605 | 0.2973 | 0.45335
| TRNZ | KiwiRail Holdings Limited | Direct Connect | -0.026387 | 0.039618 | 0.013231
| TRUG | Trustpower Limited | Generator | 0 | 0.25085 | 0.25085
| UNET | Wellington Electricity Lines Limited | Lines Business | 0.12242 | 1.1575 | 1.2799
| UNIS | Unison Networks Limited | Lines Business | -0.083921 | 1.111 | 1.0271
| VECT | Vector Limited | Lines Business | 0.29451 | 10.121 | 10.4155
| WAIP | Waipa Networks Limited | Lines Business | 0.055949 | 0.29704 | 0.35299
| WATA | Network Waitaki Limited | Lines Business | 0.19209 | 0.23829 | 0.43039
| WAV1 | Waverley Wind Farm | Generator | 0 | 0.38597 | 0.38597
| WELE | WEL Networks Limited | Lines Business | 0.023863 | 0.57501 | 0.59888
| WNST | Winstone Pulp International | Direct Connect | 0.04828 | 0.11453 | 0.16281
| WPOW | Westpower Limited | Lines Business | 0.0080278 | 0.24627 | 0.2543
| WTOM | The Lines Company Ltd | Lines Business | -0.010279 | 0.16959 | 0.15931
| Total |  |  | 9.8515 | 70.4166 | 80.2681

## Calc - TPM charges
Calculations - TPM charges
$m
| Total settlement residual rebates (pricing year 2020/21) |  |  | 80.2681
| Total indicative transmission charges (2021/22) |  |  | 798.8653
| Customer code | Customer name | Customer type | Indicative charges (2021/22) | Indicative charges as a proportion of total charges | Settlement residual rebate under 'TPM charges' option ($m)
| ALPE | Alpine Energy Ltd | Lines Business | 12.6147 | 1.579% | 1.2675
| BUEL | Buller Electricity Ltd | Lines Business | 1.6356 | 0.2047% | 0.16434
| CHBP | Centralines Limited | Lines Business | 2.2033 | 0.2758% | 0.22139
| COUP | Counties Power Ltd | Lines Business | 11.3085 | 1.416% | 1.1362
| CTCT | Contact Energy Limited | Generator | 29.817 | 3.732% | 2.9959
| DUNE | Aurora Energy Limited | Lines Business | 25.3736 | 3.176% | 2.5495
| EASH | EA Networks | Lines Business | 10.6543 | 1.334% | 1.0705
| EAST | Eastland Network Limited | Lines Business | 4.0083 | 0.5017% | 0.40274
| GENE | Genesis Energy Ltd | Generator | 14.5336 | 1.819% | 1.4603
| HORO | Electra Limited | Lines Business | 9.0191 | 1.129% | 0.90622
| HRZE | Horizon Energy Distribution Ltd | Lines Business | 7.6874 | 0.9623% | 0.77242
| KIWI | Whareroa Cogeneration Limited | Direct Connect | 0.88067 | 0.1102% | 0.088487
| KUPE | Beach Energy Resources NZ (Holdings) Ltd | Direct Connect | 0.70153 | 0.08782% | 0.070488
| MARL | Marlborough Lines Limited | Lines Business | 5.4487 | 0.6821% | 0.54747
| MELT | MEL (Te Apiti) Limited | Generator | 0.26515 | 0.03319% | 0.026641
| MELW | MEL (West Wind) Limited | Generator | 0.62467 | 0.07819% | 0.062765
| MERI | Meridian Energy Limited | Generator | 66.6268 | 8.34% | 6.6945
| METH | Methanex New Zealand Ltd | Direct Connect | 0.85687 | 0.1073% | 0.086097
| MPOW | Mainpower New Zealand Limited | Lines Business | 12.1192 | 1.517% | 1.2177
| MRPL | Mercury NZ Limited | Generator | 12.1086 | 1.516% | 1.2166
| MSVP | Mercury SPV Limited | Generator | 0.57398 | 0.07185% | 0.057672
| NAPA | Nga Awa Purua Joint Venture | Generator | 2.4653 | 0.3086% | 0.24771
| NELS | Nelson Electricity Ltd | Lines Business | 0.93573 | 0.1171% | 0.09402
| NPOW | Northpower Limited | Lines Business | 18.2548 | 2.285% | 1.8342
| NTRG | Ngatamariki Geothermal Ltd | Generator | 1.3738 | 0.172% | 0.13804
| NZAS | NZ Aluminium Smelters Limited | Direct Connect | 44.7041 | 5.596% | 4.4918
| NZST | New Zealand Steel Limited | Direct Connect | 9.977 | 1.249% | 1.0025
| OMVP | OMV New Zealand Production Ltd | Direct Connect | 1.1007 | 0.1378% | 0.1106
| ORON | Orion New Zealand Limited | Lines Business | 53.4972 | 6.697% | 5.3753
| PANP | Pan Pac Forest Product Limited | Direct Connect | 4.1983 | 0.5255% | 0.42183
| POCO | Powerco Limited | Lines Business | 81.2842 | 10.17% | 8.1672
| POWN | Powernet Ltd | Lines Business | 22.3199 | 2.794% | 2.2427
| RAYN | Daiken Southland Limited | Direct Connect | 0.84424 | 0.1057% | 0.084827
| SCAN | Scanpower Limited | Lines Business | 1.7038 | 0.2133% | 0.1712
| SCGL | Southdown Cogeneration Ltd | Generator | 0.15453 | 0.01934% | 0.015527
| SHPK | Southpark Utilities Limited | Direct Connect | 0.048005 | 0.006009% | 0.0048234
| SKOG | Norske Skog Tasman Limited | Direct Connect | 3.8231 | 0.4786% | 0.38414
| SOLE | GTL Energy New Zealand Ltd | Direct Connect | 0.0094998 | 0.001189% | 0.00095452
| SOU2 | Southern Generation GP Limited | Generator | 0.22926 | 0.0287% | 0.023036
| TARW | Tararua Wind Power | Generator | 0.34234 | 0.04285% | 0.034398
| TASM | Network Tasman Limited | Lines Business | 10.7079 | 1.34% | 1.0759
| TBOP | Nova Energy Limited | Generator | 0.71233 | 0.08917% | 0.071573
| TOD3 | Todd Generation Taranaki Limited | Generator | 0.97833 | 0.1225% | 0.0983
| TOPE | Top Energy Ltd | Lines Business | 5.8788 | 0.7359% | 0.59069
| TRNZ | KiwiRail Holdings Limited | Direct Connect | 3.5428 | 0.4435% | 0.35597
| TRUG | Trustpower Limited | Generator | 1.9756 | 0.2473% | 0.1985
| UNET | Wellington Electricity Lines Limited | Lines Business | 46.2681 | 5.792% | 4.6489
| UNIS | Unison Networks Limited | Lines Business | 26.9805 | 3.377% | 2.7109
| VECT | Vector Limited | Lines Business | 179.8935 | 22.52% | 18.0753
| WAIP | Waipa Networks Limited | Lines Business | 6.2922 | 0.7876% | 0.63223
| WATA | Network Waitaki Limited | Lines Business | 5.2789 | 0.6608% | 0.53041
| WAV1 | Waverley Wind Farm | Generator | 0.36254 | 0.04538% | 0.036427
| WELE | WEL Networks Limited | Lines Business | 19.9988 | 2.503% | 2.0094
| WNST | Winstone Pulp International | Direct Connect | 3.5245 | 0.4412% | 0.35413
| WPOW | Westpower Limited | Lines Business | 4.0569 | 0.5078% | 0.40762
| WTOM | The Lines Company Ltd | Lines Business | 6.0861 | 0.7618% | 0.61151
| Total |  |  | 798.8653 | 100% | 80.2681

## Calc - 2020-21 LCE
Calculations - actual settlement residual rebate in 2020/21
| Customer code | Customer name | Customer type | 2020/21 settlement residual rebate ($m)
| ALPE | Alpine Energy Ltd | Lines Business | 1.5524
| BUEL | Buller Electricity Ltd | Lines Business | 0.054746
| CHBP | Centralines Limited | Lines Business | 0.20876
| COUP | Counties Power Ltd | Lines Business | 1.0925
| CTCT | Contact Energy Limited | Generator | 1.2661
| DUNE | Aurora Energy Limited | Lines Business | 2.1789
| EASH | EA Networks | Lines Business | 0.7085
| EAST | Eastland Network Limited | Lines Business | 0.59086
| GENE | Genesis Energy Ltd | Generator | 0.49292
| HORO | Electra Limited | Lines Business | 0.68402
| HRZE | Horizon Energy Distribution Ltd | Lines Business | 0.14826
| KIWI | Whareroa Cogeneration Limited | Direct Connect | 0
| KUPE | Beach Energy Resources NZ (Holdings) Ltd | Direct Connect | 0.09789
| MARL | Marlborough Lines Limited | Lines Business | 0.67595
| MELT | MEL (Te Apiti) Limited | Generator | 0.0016511
| MELW | MEL (West Wind) Limited | Generator | 0.069436
| MERI | Meridian Energy Limited | Generator | 9.3424
| METH | Methanex New Zealand Ltd | Direct Connect | 0.056268
| MPOW | Mainpower New Zealand Limited | Lines Business | 1.0777
| MRPL | Mercury NZ Limited | Generator | 0.12947
| MSVP | Mercury SPV Limited | Generator | 0
| NAPA | Nga Awa Purua Joint Venture | Generator | 0.044272
| NELS | Nelson Electricity Ltd | Lines Business | 0.10785
| NPOW | Northpower Limited | Lines Business | 1.7264
| NTRG | Ngatamariki Geothermal Ltd | Generator | 0.026114
| NZAS | NZ Aluminium Smelters Limited | Direct Connect | 6.6363
| NZST | New Zealand Steel Limited | Direct Connect | 0.22202
| OMVP | OMV New Zealand Production Ltd | Direct Connect | 0.010704
| ORON | Orion New Zealand Limited | Lines Business | 6.4694
| PANP | Pan Pac Forest Product Limited | Direct Connect | 0.13924
| POCO | Powerco Limited | Lines Business | 9.5495
| POWN | Powernet Ltd | Lines Business | 2.3968
| RAYN | Daiken Southland Limited | Direct Connect | 0.13127
| SCAN | Scanpower Limited | Lines Business | 0.13326
| SCGL | Southdown Cogeneration Ltd | Generator | 0.0024209
| SHPK | Southpark Utilities Limited | Direct Connect | 0.0010673
| SKOG | Norske Skog Tasman Limited | Direct Connect | -0.022535
| SOLE | GTL Energy New Zealand Ltd | Direct Connect | 0.0010709
| SOU2 | Southern Generation GP Limited | Generator | 0
| TARW | Tararua Wind Power | Generator | 0.018404
| TASM | Network Tasman Limited | Lines Business | 1.1175
| TBOP | Nova Energy Limited | Generator | 0.015704
| TOD3 | Todd Generation Taranaki Limited | Generator | 0.11925
| TOPE | Top Energy Ltd | Lines Business | 0.66196
| TRNZ | KiwiRail Holdings Limited | Direct Connect | 0.080399
| TRUG | Trustpower Limited | Generator | 0.090116
| UNET | Wellington Electricity Lines Limited | Lines Business | 5.2465
| UNIS | Unison Networks Limited | Lines Business | 2.5049
| VECT | Vector Limited | Lines Business | 18.3023
| WAIP | Waipa Networks Limited | Lines Business | 0.77283
| WATA | Network Waitaki Limited | Lines Business | 0.52973
| WAV1 | Waverley Wind Farm | Generator | 0
| WELE | WEL Networks Limited | Lines Business | 1.9899
| WNST | Winstone Pulp International | Direct Connect | 0.31034
| WPOW | Westpower Limited | Lines Business | 0.12944
| WTOM | The Lines Company Ltd | Lines Business | 0.37506
| Total |  |  | 80.2681

## Input - 2020-21 LCE
Input - LCE rebates (pricing year 2020/21)
Link: |  | www.transpower.co.nz/sites/default/files/uncontrolled_docs/Historic%20LCE%20breakdown%20Jun%202021.xlsx
Sheet: |  | PY2020-21
Customer Code | Transpower LCE customer name | Transpower TPM customer | Connection | HVDC | Interconnection | 2020/21 settlement residue rebate ($m) | Note:
ALPE | Alpine Energy Ltd | Alpine Energy Ltd | 462254.64 | 4150.51 | 1085958.22 | 1552363.37
BUEL | Buller Electricity Ltd | Buller Electricity Ltd | 1.57 | 1.14 | 54743.04 | 54745.75
CHBP | Centralines Ltd | Centralines Limited | -2655.8 | 0 | 211419.46 | 208763.66
COUP | Counties Power Ltd | Counties Power Ltd | -17753.35 | 0 | 1110256.18 | 1092502.83
CTCT | Contact Energy Ltd | Contact Energy Limited | 194718.39 | 1069775.1 | 1572.99 | 1266066.48
DUNE | Aurora Energy Limited | Aurora Energy Limited | 208678.02 | 13020.75 | 1957161.22 | 2178859.99
EASH | Electricity Ashburton Ltd | EA Networks | -2510.69 | 0.56 | 711012.42 | 708502.29
EAST | Eastland Network Ltd | Eastland Network Limited | 0 | 0 | 590861.11 | 590861.11
GENE | Genesis Power Ltd | Genesis Energy Ltd | 215204.47 | 277710.71 | 0 | 492915.18
HORO | Electra Limited | Electra Limited | 32707.34 | 0 | 651316.08 | 684023.42
HRZE | Horizon Energy Distribution | Horizon Energy Distribution Ltd | 20021.61 | 0 | 128239.5 | 148261.11
KIWI | Whareroa Cogeneration Limited | Whareroa Cogeneration Limited | 0 | 0 | 0 | 0
KUPE | Beach Energy Limited | Beach Energy Resources NZ (Holdings) Ltd | 2861.96 | 0 | 95027.76 | 97889.72
MARL | Marlborough Lines Ltd | Marlborough Lines Limited | -1818.84 | 0 | 677767.22 | 675948.38
MELT | MEL (Te Apiti) Ltd | MEL (Te Apiti) Limited | 0 | 0 | 1651.11 | 1651.11
MELW | MEL (Westwind) Ltd | MEL (West Wind) Limited | 68331.17 | 0 | 1104.47 | 69435.64
MERI | Meridian Energy Ltd | Meridian Energy Limited | 5982242.73 | 3351503.04 | 8646 | 9342391.77
METH | Methanex | Methanex New Zealand Ltd | -4064.5 | 0 | 60332.26 | 56267.76
MPOW | Mainpower New Zealand Ltd | Mainpower New Zealand Limited | 48775.81 | 0 | 1028950.48 | 1077726.29
MRPL | Mercury NZ Limited | Mercury NZ Limited | 129467.4 | 0 | 0 | 129467.4
NAPA | Nga Awa Purua | Nga Awa Purua Joint Venture | 44272.32 | 0 | 0 | 44272.32
NELS | Nelson Electricity | Nelson Electricity Ltd | 4766.19 | 0 | 103082.46 | 107848.65
NPOW | Northpower Ltd | Northpower Limited | 17947.78 | 0 | 1708435.74 | 1726383.52
NTRG | Ngatamariki Geothermal Limited | Ngatamariki Geothermal Ltd | 26114.32 | 0 | 0 | 26114.32
NZAS | New Zealand Aluminium Smelter | NZ Aluminium Smelters Limited | 0 | 0 | 6636290.88 | 6636290.88
NZST | New Zealand Steel Ltd | New Zealand Steel Limited | 16449.88 | 0 | 205573.65 | 222023.53
OMVP | OMV New Zealand Production Ltd | OMV New Zealand Production Ltd | -452.1 | 0 | 11156.09 | 10703.99
ORON | Orion New Zealand Ltd | Orion New Zealand Limited | 14271.63 | 0 | 6455171.39 | 6469443.02
PANP | Pan Pacific Forest Products | Pan Pac Forest Product Limited | -3012.05 | 0 | 142251.58 | 139239.53
POCO | Powerco Ltd | Powerco Limited | 1229834.99 | 0 | 8319692.29 | 9549527.28
POWN | Electricity Southland Ltd | Powernet Ltd | 187202.48 | 10510.38 | 2199059.19 | 2396772.05
RAYN | Daiken Southland Ltd | Daiken Southland Limited | 48044.89 | 0 | 83224.59 | 131269.48
SCAN | Scanpower Ltd | Scanpower Limited | -8271.02 | 0 | 141526.44 | 133255.42
SCGL | Southdown Cogeneration Ltd | Southdown Cogeneration Ltd | 0 | 0 | 2420.85 | 2420.85
SHPK | Southpark Utilities Ltd | Southpark Utilities Limited | 52.11 | 0 | 1015.21 | 1067.32
SKOG | Norske Skog Tasman Ltd | Norske Skog Tasman Limited | -22534.84 | 0 | 0 | -22534.84
SOLE | Resolutions Development Limited | GTL Energy New Zealand Ltd | 970.51 | 0 | 100.41 | 1070.92
SOU2 | Southern Generation GP Limited | Southern Generation GP Limited | 0 | 0 | 0 | 0
TARW | Tararua Wind Power Ltd | Tararua Wind Power | 17099.21 | 0 | 1305.26 | 18404.47
TASM | Network Tasman Ltd | Network Tasman Limited | 26766.37 | 0 | 1090688.39 | 1117454.76
TBOP | Nova Energy Limited | Nova Energy Limited | 15704.22 | 0 | 0 | 15704.22
TOD3 | Todd Generation Taranaki Limited | Todd Generation Taranaki Limited | 119208.52 | 0 | 44.62 | 119253.14
TOPE | Top Energy Ltd | Top Energy Ltd | 156048.48 | 0 | 505907.33 | 661955.81
TRNZ | KIWIRAIL | KiwiRail Holdings Limited | -26387.48 | 0 | 106786.31 | 80398.83
TRUG | Trustpower Ltd | Trustpower Limited | 0 | 90105.27 | 11.16 | 90116.43
UNET | Wellington Electricity Lines Limited | Wellington Electricity Lines Limited | 122416.09 | 0 | 5124035.34 | 5246451.43
UNIS | Unison Networks Ltd | Unison Networks Limited | -83921.09 | 0 | 2588831.38 | 2504910.29
VECT | Vector Ltd | Vector Limited | 294509.03 | 0 | 18007815.5 | 18302324.53
WAIP | Waipa Networks Ltd | Waipa Networks Limited | 55949.15 | 0 | 716880.55 | 772829.7
WATA | Network Waitaki Ltd | Network Waitaki Limited | 192093.46 | 0 | 337639.73 | 529733.19
WELE | WEL Energy Group Ltd | WEL Networks Limited | 23862.74 | 0 | 1966008.01 | 1989870.75
WNST | Winstone Pulp International | Winstone Pulp International | 48280.26 | 0 | 262057.06 | 310337.32
WPOW | Westpower Ltd | Westpower Limited | 8027.8 | 2003.57 | 119403.78 | 129435.15
WTOM | The Lines Company Ltd | The Lines Company Ltd | -10279.36 | 0 | 385343.2 | 375063.84
|  | Port Taranaki | 0 | 0 | 0 | 0
Grand Total |  |  | 9851496.42 | 4818781.03 | 65597777.91 | 80268055.36
MSVP |  | Mercury SPV Limited |  |  |  | 0 | Not a Transpower customer in 2020/21
WAV1 |  | Waverley Wind Farm |  |  |  | 0 | Not a Transpower customer in 2020/21

## Input - simple BB
Input - simple BB | [9 empty] | Intermediate calculation
Source: |  | EMI website | [8 empty] | $m | Note:
Link |  | https://emi.ea.govt.nz/Wholesale/Datasets/_AdditionalInformation/SupportingInformationAndAnalysis | [7 empty] | Total settlement residue rebates (pricing year 2020/21) | 80.558 | Difference betweeen $80.6m and $80.3m due to simplifying assumptions in simple BB modelling.
Year |  | 2022
Title |  | Supporting information for 2022 consultation on Settlement Residual Allociation Methodololgy (SRAM) principles, options and pass-through | [7 empty] | Settlement residue rebates excl those in relation to connection | 70.4166
[10 empty] | Ratio of settlement residue rebate exl connection to total rebate | 87.41%
month_date | rental_attribution | rental_type | transmission_rental | scale_factor | scaled_transmission_rental | customer_code | customer_allocater | rental_customer_component | rental_type_agg | Settlement residue rebates excl those in relation to connection
2020-04-01 | BOP_LV | Simple method region | 80641.6219 | 2.1412 | 172669.8408 | ALPE | 8.3612e-05 | 14.4372 | Simple method | 12.6197
2020-04-01 | BOP_LV | Simple method region | 80641.6219 | 2.1412 | 172669.8408 | BUEL | 3.4264e-06 | 0.59164 | Simple method | 0.51716
2020-04-01 | BOP_LV | Simple method region | 80641.6219 | 2.1412 | 172669.8408 | CHBP | 8.3668e-05 | 14.4469 | Simple method | 12.6282
2020-04-01 | BOP_LV | Simple method region | 80641.6219 | 2.1412 | 172669.8408 | COUP | 0.00051557 | 89.0236 | Simple method | 77.8165
2020-04-01 | BOP_LV | Simple method region | 80641.6219 | 2.1412 | 172669.8408 | CTCT | 0.010721 | 1851.2401 | Simple method | 1618.188
2020-04-01 | BOP_LV | Simple method region | 80641.6219 | 2.1412 | 172669.8408 | DUNE | 8.4624e-05 | 14.612 | Simple method | 12.7725
2020-04-01 | BOP_LV | Simple method region | 80641.6219 | 2.1412 | 172669.8408 | EASH | 5.1538e-05 | 8.8991 | Simple method | 7.7788
2020-04-01 | BOP_LV | Simple method region | 80641.6219 | 2.1412 | 172669.8408 | EAST | 0.00019441 | 33.5693 | Simple method | 29.3433
2020-04-01 | BOP_LV | Simple method region | 80641.6219 | 2.1412 | 172669.8408 | GENE | 0.012677 | 2188.9364 | Simple method | 1913.3717
2020-04-01 | BOP_LV | Simple method region | 80641.6219 | 2.1412 | 172669.8408 | HORO | 0.00042958 | 74.1763 | Simple method | 64.8382
2020-04-01 | BOP_LV | Simple method region | 80641.6219 | 2.1412 | 172669.8408 | HRZE | 0.040057 | 6916.6254 | Simple method | 6045.8932
2020-04-01 | BOP_LV | Simple method region | 80641.6219 | 2.1412 | 172669.8408 | KIWI | 2.6209e-06 | 0.45256 | Simple method | 0.39558
2020-04-01 | BOP_LV | Simple method region | 80641.6219 | 2.1412 | 172669.8408 | KUPE | 4.3427e-05 | 7.4986 | Simple method | 6.5546
2020-04-01 | BOP_LV | Simple method region | 80641.6219 | 2.1412 | 172669.8408 | MARL | 3.3019e-05 | 5.7014 | Simple method | 4.9837
2020-04-01 | BOP_LV | Simple method region | 80641.6219 | 2.1412 | 172669.8408 | MELT | 4.525e-06 | 0.78133 | Simple method | 0.68297
2020-04-01 | BOP_LV | Simple method region | 80641.6219 | 2.1412 | 172669.8408 | MELW | 6.1856e-07 | 0.10681 | Simple method | 0.09336
2020-04-01 | BOP_LV | Simple method region | 80641.6219 | 2.1412 | 172669.8408 | MERI | 0.0065023 | 1122.7475 | Simple method | 981.4051
2020-04-01 | BOP_LV | Simple method region | 80641.6219 | 2.1412 | 172669.8408 | METH | 3.5139e-05 | 6.0674 | Simple method | 5.3036
2020-04-01 | BOP_LV | Simple method region | 80641.6219 | 2.1412 | 172669.8408 | MPOW | 6.8852e-05 | 11.8887 | Simple method | 10.392
2020-04-01 | BOP_LV | Simple method region | 80641.6219 | 2.1412 | 172669.8408 | MRPL | 0.12456 | 21508.1917 | Simple method | 18800.5311
2020-04-01 | BOP_LV | Simple method region | 80641.6219 | 2.1412 | 172669.8408 | MSVP | 0.0017397 | 300.3887 | Simple method | 262.5728
2020-04-01 | BOP_LV | Simple method region | 80641.6219 | 2.1412 | 172669.8408 | NAPA | 0.0026517 | 457.8702 | Simple method | 400.229
2020-04-01 | BOP_LV | Simple method region | 80641.6219 | 2.1412 | 172669.8408 | NELS | 5.3998e-06 | 0.93239 | Simple method | 0.81501
2020-04-01 | BOP_LV | Simple method region | 80641.6219 | 2.1412 | 172669.8408 | NPOW | 0.0016706 | 288.4669 | Simple method | 252.1518
2020-04-01 | BOP_LV | Simple method region | 80641.6219 | 2.1412 | 172669.8408 | NTRG | 0.0016201 | 279.7486 | Simple method | 244.5311
2020-04-01 | BOP_LV | Simple method region | 80641.6219 | 2.1412 | 172669.8408 | NZAS | 0.00017008 | 29.3681 | Simple method | 25.671
2020-04-01 | BOP_LV | Simple method region | 80641.6219 | 2.1412 | 172669.8408 | NZST | 0.00056919 | 98.2823 | Simple method | 85.9095
2020-04-01 | BOP_LV | Simple method region | 80641.6219 | 2.1412 | 172669.8408 | OMVP | 5.6399e-05 | 9.7384 | Simple method | 8.5124
2020-04-01 | BOP_LV | Simple method region | 80641.6219 | 2.1412 | 172669.8408 | ORON | 0.00035824 | 61.8566 | Simple method | 54.0695
2020-04-01 | BOP_LV | Simple method region | 80641.6219 | 2.1412 | 172669.8408 | PANP | 0.00070827 | 122.2968 | Simple method | 106.9009
2020-04-01 | BOP_LV | Simple method region | 80641.6219 | 2.1412 | 172669.8408 | POCO | 0.34239 | 59119.8318 | Simple method | 51677.2516
2020-04-01 | BOP_LV | Simple method region | 80641.6219 | 2.1412 | 172669.8408 | POWN | 5.8906e-05 | 10.1713 | Simple method | 8.8909
2020-04-01 | BOP_LV | Simple method region | 80641.6219 | 2.1412 | 172669.8408 | RAYN | 8.8161e-07 | 0.15223 | Simple method | 0.13306
2020-04-01 | BOP_LV | Simple method region | 80641.6219 | 2.1412 | 172669.8408 | SCAN | 5.8613e-05 | 10.1207 | Simple method | 8.8466
2020-04-01 | BOP_LV | Simple method region | 80641.6219 | 2.1412 | 172669.8408 | SCGL | 1.7091e-06 | 0.2951 | Simple method | 0.25795
2020-04-01 | BOP_LV | Simple method region | 80641.6219 | 2.1412 | 172669.8408 | SHPK | 5.5993e-07 | 0.096683 | Simple method | 0.084511
2020-04-01 | BOP_LV | Simple method region | 80641.6219 | 2.1412 | 172669.8408 | SKOG | 0.23794 | 41084.5164 | Simple method | 35912.3973
2020-04-01 | BOP_LV | Simple method region | 80641.6219 | 2.1412 | 172669.8408 | SOLE | 3.6377e-09 | 0.00062812 | Simple method | 0.00054905
2020-04-01 | BOP_LV | Simple method region | 80641.6219 | 2.1412 | 172669.8408 | SOU2 | 0.025598 | 4420.0698 | Simple method | 3863.6284
2020-04-01 | BOP_LV | Simple method region | 80641.6219 | 2.1412 | 172669.8408 | TARW | 0.00099091 | 171.0998 | Simple method | 149.5601
2020-04-01 | BOP_LV | Simple method region | 80641.6219 | 2.1412 | 172669.8408 | TASM | 6.4779e-05 | 11.1855 | Simple method | 9.7773
2020-04-01 | BOP_LV | Simple method region | 80641.6219 | 2.1412 | 172669.8408 | TBOP | 2.2027e-06 | 0.38035 | Simple method | 0.33246
2020-04-01 | BOP_LV | Simple method region | 80641.6219 | 2.1412 | 172669.8408 | TOD3 | 1.2398e-05 | 2.1407 | Simple method | 1.8712
2020-04-01 | BOP_LV | Simple method region | 80641.6219 | 2.1412 | 172669.8408 | TOPE | 0.00021733 | 37.5256 | Simple method | 32.8015
2020-04-01 | BOP_LV | Simple method region | 80641.6219 | 2.1412 | 172669.8408 | TRNZ | 6.1865e-05 | 10.6822 | Simple method | 9.3374
2020-04-01 | BOP_LV | Simple method region | 80641.6219 | 2.1412 | 172669.8408 | TRUG | 0.071487 | 12343.7058 | Simple method | 10789.7599
2020-04-01 | BOP_LV | Simple method region | 80641.6219 | 2.1412 | 172669.8408 | UNET | 0.0024541 | 423.7406 | Simple method | 370.396
2020-04-01 | BOP_LV | Simple method region | 80641.6219 | 2.1412 | 172669.8408 | UNIS | 0.081629 | 14094.7942 | Simple method | 12320.4042
2020-04-01 | BOP_LV | Simple method region | 80641.6219 | 2.1412 | 172669.8408 | VECT | 0.027864 | 4811.1905 | Simple method | 4205.511
2020-04-01 | BOP_LV | Simple method region | 80641.6219 | 2.1412 | 172669.8408 | WAIP | 0.00032507 | 56.13 | Simple method | 49.0638
2020-04-01 | BOP_LV | Simple method region | 80641.6219 | 2.1412 | 172669.8408 | WATA | 3.0118e-05 | 5.2004 | Simple method | 4.5457
2020-04-01 | BOP_LV | Simple method region | 80641.6219 | 2.1412 | 172669.8408 | WAV1 | 0.0010187 | 175.9033 | Simple method | 153.7589
2020-04-01 | BOP_LV | Simple method region | 80641.6219 | 2.1412 | 172669.8408 | WELE | 0.0015193 | 262.3393 | Simple method | 229.3134
2020-04-01 | BOP_LV | Simple method region | 80641.6219 | 2.1412 | 172669.8408 | WNST | 0.00033982 | 58.677 | Simple method | 51.2902
2020-04-01 | BOP_LV | Simple method region | 80641.6219 | 2.1412 | 172669.8408 | WPOW | 1.4312e-05 | 2.4712 | Simple method | 2.1601
2020-04-01 | BOP_LV | Simple method region | 80641.6219 | 2.1412 | 172669.8408 | WTOM | 0.00022284 | 38.4769 | Simple method | 33.6331
2020-05-01 | BOP_LV | Simple method region | 263023.185 | 0.3989 | 104919.9485 | ALPE | 8.3612e-05 | 8.7725 | Simple method | 7.6681
2020-05-01 | BOP_LV | Simple method region | 263023.185 | 0.3989 | 104919.9485 | BUEL | 3.4264e-06 | 0.3595 | Simple method | 0.31424
2020-05-01 | BOP_LV | Simple method region | 263023.185 | 0.3989 | 104919.9485 | CHBP | 8.3668e-05 | 8.7784 | Simple method | 7.6733
2020-05-01 | BOP_LV | Simple method region | 263023.185 | 0.3989 | 104919.9485 | COUP | 0.00051557 | 54.0937 | Simple method | 47.2839
2020-05-01 | BOP_LV | Simple method region | 263023.185 | 0.3989 | 104919.9485 | CTCT | 0.010721 | 1124.8752 | Simple method | 983.2649
2020-05-01 | BOP_LV | Simple method region | 263023.185 | 0.3989 | 104919.9485 | DUNE | 8.4624e-05 | 8.8788 | Simple method | 7.761
2020-05-01 | BOP_LV | Simple method region | 263023.185 | 0.3989 | 104919.9485 | EASH | 5.1538e-05 | 5.4074 | Simple method | 4.7267
2020-05-01 | BOP_LV | Simple method region | 263023.185 | 0.3989 | 104919.9485 | EAST | 0.00019441 | 20.3978 | Simple method | 17.8299
2020-05-01 | BOP_LV | Simple method region | 263023.185 | 0.3989 | 104919.9485 | GENE | 0.012677 | 1330.0707 | Simple method | 1162.6284
2020-05-01 | BOP_LV | Simple method region | 263023.185 | 0.3989 | 104919.9485 | HORO | 0.00042958 | 45.072 | Simple method | 39.3979
2020-05-01 | BOP_LV | Simple method region | 263023.185 | 0.3989 | 104919.9485 | HRZE | 0.040057 | 4202.772 | Simple method | 3673.6862
2020-05-01 | BOP_LV | Simple method region | 263023.185 | 0.3989 | 104919.9485 | KIWI | 2.6209e-06 | 0.27499 | Simple method | 0.24037
2020-05-01 | BOP_LV | Simple method region | 263023.185 | 0.3989 | 104919.9485 | KUPE | 4.3427e-05 | 4.5564 | Simple method | 3.9828
2020-05-01 | BOP_LV | Simple method region | 263023.185 | 0.3989 | 104919.9485 | MARL | 3.3019e-05 | 3.4644 | Simple method | 3.0282
2020-05-01 | BOP_LV | Simple method region | 263023.185 | 0.3989 | 104919.9485 | MELT | 4.525e-06 | 0.47476 | Simple method | 0.41499
2020-05-01 | BOP_LV | Simple method region | 263023.185 | 0.3989 | 104919.9485 | MELW | 6.1856e-07 | 0.064899 | Simple method | 0.056729
2020-05-01 | BOP_LV | Simple method region | 263023.185 | 0.3989 | 104919.9485 | MERI | 0.0065023 | 682.2188 | Simple method | 596.3344
2020-05-01 | BOP_LV | Simple method region | 263023.185 | 0.3989 | 104919.9485 | METH | 3.5139e-05 | 3.6868 | Simple method | 3.2227
2020-05-01 | BOP_LV | Simple method region | 263023.185 | 0.3989 | 104919.9485 | MPOW | 6.8852e-05 | 7.224 | Simple method | 6.3145
2020-05-01 | BOP_LV | Simple method region | 263023.185 | 0.3989 | 104919.9485 | MRPL | 0.12456 | 13069.0939 | Simple method | 11423.8291
2020-05-01 | BOP_LV | Simple method region | 263023.185 | 0.3989 | 104919.9485 | MSVP | 0.0017397 | 182.5262 | Simple method | 159.548
2020-05-01 | BOP_LV | Simple method region | 263023.185 | 0.3989 | 104919.9485 | NAPA | 0.0026517 | 278.2172 | Simple method | 243.1925
2020-05-01 | BOP_LV | Simple method region | 263023.185 | 0.3989 | 104919.9485 | NELS | 5.3998e-06 | 0.56655 | Simple method | 0.49523
2020-05-01 | BOP_LV | Simple method region | 263023.185 | 0.3989 | 104919.9485 | NPOW | 0.0016706 | 175.2821 | Simple method | 153.2159
2020-05-01 | BOP_LV | Simple method region | 263023.185 | 0.3989 | 104919.9485 | NTRG | 0.0016201 | 169.9846 | Simple method | 148.5853
2020-05-01 | BOP_LV | Simple method region | 263023.185 | 0.3989 | 104919.9485 | NZAS | 0.00017008 | 17.8451 | Simple method | 15.5985
2020-05-01 | BOP_LV | Simple method region | 263023.185 | 0.3989 | 104919.9485 | NZST | 0.00056919 | 59.7196 | Simple method | 52.2015
2020-05-01 | BOP_LV | Simple method region | 263023.185 | 0.3989 | 104919.9485 | OMVP | 5.6399e-05 | 5.9174 | Simple method | 5.1724
2020-05-01 | BOP_LV | Simple method region | 263023.185 | 0.3989 | 104919.9485 | ORON | 0.00035824 | 37.5861 | Simple method | 32.8544
2020-05-01 | BOP_LV | Simple method region | 263023.185 | 0.3989 | 104919.9485 | PANP | 0.00070827 | 74.3116 | Simple method | 64.9566
2020-05-01 | BOP_LV | Simple method region | 263023.185 | 0.3989 | 104919.9485 | POCO | 0.34239 | 35923.1796 | Simple method | 31400.8199
2020-05-01 | BOP_LV | Simple method region | 263023.185 | 0.3989 | 104919.9485 | POWN | 5.8906e-05 | 6.1804 | Simple method | 5.4024
2020-05-01 | BOP_LV | Simple method region | 263023.185 | 0.3989 | 104919.9485 | RAYN | 8.8161e-07 | 0.092498 | Simple method | 0.080854
2020-05-01 | BOP_LV | Simple method region | 263023.185 | 0.3989 | 104919.9485 | SCAN | 5.8613e-05 | 6.1497 | Simple method | 5.3755
2020-05-01 | BOP_LV | Simple method region | 263023.185 | 0.3989 | 104919.9485 | SCGL | 1.7091e-06 | 0.17931 | Simple method | 0.15674
2020-05-01 | BOP_LV | Simple method region | 263023.185 | 0.3989 | 104919.9485 | SHPK | 5.5993e-07 | 0.058748 | Simple method | 0.051352
2020-05-01 | BOP_LV | Simple method region | 263023.185 | 0.3989 | 104919.9485 | SKOG | 0.23794 | 24964.321 | Simple method | 21821.5692
2020-05-01 | BOP_LV | Simple method region | 263023.185 | 0.3989 | 104919.9485 | SOLE | 3.6377e-09 | 0.00038167 | Simple method | 0.00033362
2020-05-01 | BOP_LV | Simple method region | 263023.185 | 0.3989 | 104919.9485 | SOU2 | 0.025598 | 2685.7817 | Simple method | 2347.6693
2020-05-01 | BOP_LV | Simple method region | 263023.185 | 0.3989 | 104919.9485 | TARW | 0.00099091 | 103.9659 | Simple method | 90.8777
2020-05-01 | BOP_LV | Simple method region | 263023.185 | 0.3989 | 104919.9485 | TASM | 6.4779e-05 | 6.7967 | Simple method | 5.941
2020-05-01 | BOP_LV | Simple method region | 263023.185 | 0.3989 | 104919.9485 | TBOP | 2.2027e-06 | 0.23111 | Simple method | 0.20202
2020-05-01 | BOP_LV | Simple method region | 263023.185 | 0.3989 | 104919.9485 | TOD3 | 1.2398e-05 | 1.3008 | Simple method | 1.137
2020-05-01 | BOP_LV | Simple method region | 263023.185 | 0.3989 | 104919.9485 | TOPE | 0.00021733 | 22.8018 | Simple method | 19.9313
2020-05-01 | BOP_LV | Simple method region | 263023.185 | 0.3989 | 104919.9485 | TRNZ | 6.1865e-05 | 6.4908 | Simple method | 5.6737
2020-05-01 | BOP_LV | Simple method region | 263023.185 | 0.3989 | 104919.9485 | TRUG | 0.071487 | 7500.4469 | Simple method | 6556.2176
2020-05-01 | BOP_LV | Simple method region | 263023.185 | 0.3989 | 104919.9485 | UNET | 0.0024541 | 257.4789 | Simple method | 225.065
2020-05-01 | BOP_LV | Simple method region | 263023.185 | 0.3989 | 104919.9485 | UNIS | 0.081629 | 8564.4666 | Simple method | 7486.2881
2020-05-01 | BOP_LV | Simple method region | 263023.185 | 0.3989 | 104919.9485 | VECT | 0.027864 | 2923.4397 | Simple method | 2555.4086
2020-05-01 | BOP_LV | Simple method region | 263023.185 | 0.3989 | 104919.9485 | WAIP | 0.00032507 | 34.1065 | Simple method | 29.8128
2020-05-01 | BOP_LV | Simple method region | 263023.185 | 0.3989 | 104919.9485 | WATA | 3.0118e-05 | 3.1599 | Simple method | 2.7621
2020-05-01 | BOP_LV | Simple method region | 263023.185 | 0.3989 | 104919.9485 | WAV1 | 0.0010187 | 106.8847 | Simple method | 93.429
2020-05-01 | BOP_LV | Simple method region | 263023.185 | 0.3989 | 104919.9485 | WELE | 0.0015193 | 159.4061 | Simple method | 139.3385
2020-05-01 | BOP_LV | Simple method region | 263023.185 | 0.3989 | 104919.9485 | WNST | 0.00033982 | 35.6541 | Simple method | 31.1656
2020-05-01 | BOP_LV | Simple method region | 263023.185 | 0.3989 | 104919.9485 | WPOW | 1.4312e-05 | 1.5016 | Simple method | 1.3125
2020-05-01 | BOP_LV | Simple method region | 263023.185 | 0.3989 | 104919.9485 | WTOM | 0.00022284 | 23.3799 | Simple method | 20.4366
2020-06-01 | BOP_LV | Simple method region | 292041.7578 | 0.4449 | 129929.378 | ALPE | 8.3612e-05 | 10.8636 | Simple method | 9.496
2020-06-01 | BOP_LV | Simple method region | 292041.7578 | 0.4449 | 129929.378 | BUEL | 3.4264e-06 | 0.44519 | Simple method | 0.38915
2020-06-01 | BOP_LV | Simple method region | 292041.7578 | 0.4449 | 129929.378 | CHBP | 8.3668e-05 | 10.8709 | Simple method | 9.5024
2020-06-01 | BOP_LV | Simple method region | 292041.7578 | 0.4449 | 129929.378 | COUP | 0.00051557 | 66.9879 | Simple method | 58.5548
2020-06-01 | BOP_LV | Simple method region | 292041.7578 | 0.4449 | 129929.378 | CTCT | 0.010721 | 1393.0081 | Simple method | 1217.6426
2020-06-01 | BOP_LV | Simple method region | 292041.7578 | 0.4449 | 129929.378 | DUNE | 8.4624e-05 | 10.9952 | Simple method | 9.611
2020-06-01 | BOP_LV | Simple method region | 292041.7578 | 0.4449 | 129929.378 | EASH | 5.1538e-05 | 6.6963 | Simple method | 5.8533
2020-06-01 | BOP_LV | Simple method region | 292041.7578 | 0.4449 | 129929.378 | EAST | 0.00019441 | 25.26 | Simple method | 22.08
2020-06-01 | BOP_LV | Simple method region | 292041.7578 | 0.4449 | 129929.378 | GENE | 0.012677 | 1647.1153 | Simple method | 1439.7604
2020-06-01 | BOP_LV | Simple method region | 292041.7578 | 0.4449 | 129929.378 | HORO | 0.00042958 | 55.8156 | Simple method | 48.789
2020-06-01 | BOP_LV | Simple method region | 292041.7578 | 0.4449 | 129929.378 | HRZE | 0.040057 | 5204.5733 | Simple method | 4549.3709
2020-06-01 | BOP_LV | Simple method region | 292041.7578 | 0.4449 | 129929.378 | KIWI | 2.6209e-06 | 0.34054 | Simple method | 0.29767
2020-06-01 | BOP_LV | Simple method region | 292041.7578 | 0.4449 | 129929.378 | KUPE | 4.3427e-05 | 5.6425 | Simple method | 4.9321
2020-06-01 | BOP_LV | Simple method region | 292041.7578 | 0.4449 | 129929.378 | MARL | 3.3019e-05 | 4.2902 | Simple method | 3.7501
2020-06-01 | BOP_LV | Simple method region | 292041.7578 | 0.4449 | 129929.378 | MELT | 4.525e-06 | 0.58793 | Simple method | 0.51391
2020-06-01 | BOP_LV | Simple method region | 292041.7578 | 0.4449 | 129929.378 | MELW | 6.1856e-07 | 0.080369 | Simple method | 0.070251
2020-06-01 | BOP_LV | Simple method region | 292041.7578 | 0.4449 | 129929.378 | MERI | 0.0065023 | 844.8371 | Simple method | 738.4807
2020-06-01 | BOP_LV | Simple method region | 292041.7578 | 0.4449 | 129929.378 | METH | 3.5139e-05 | 4.5656 | Simple method | 3.9908
2020-06-01 | BOP_LV | Simple method region | 292041.7578 | 0.4449 | 129929.378 | MPOW | 6.8852e-05 | 8.9459 | Simple method | 7.8197
2020-06-01 | BOP_LV | Simple method region | 292041.7578 | 0.4449 | 129929.378 | MRPL | 0.12456 | 16184.3317 | Simple method | 14146.8904
2020-06-01 | BOP_LV | Simple method region | 292041.7578 | 0.4449 | 129929.378 | MSVP | 0.0017397 | 226.0343 | Simple method | 197.5789
2020-06-01 | BOP_LV | Simple method region | 292041.7578 | 0.4449 | 129929.378 | NAPA | 0.0026517 | 344.5349 | Simple method | 301.1615
2020-06-01 | BOP_LV | Simple method region | 292041.7578 | 0.4449 | 129929.378 | NELS | 5.3998e-06 | 0.7016 | Simple method | 0.61327
2020-06-01 | BOP_LV | Simple method region | 292041.7578 | 0.4449 | 129929.378 | NPOW | 0.0016706 | 217.0635 | Simple method | 189.7374
2020-06-01 | BOP_LV | Simple method region | 292041.7578 | 0.4449 | 129929.378 | NTRG | 0.0016201 | 210.5033 | Simple method | 184.0031
2020-06-01 | BOP_LV | Simple method region | 292041.7578 | 0.4449 | 129929.378 | NZAS | 0.00017008 | 22.0987 | Simple method | 19.3167
2020-06-01 | BOP_LV | Simple method region | 292041.7578 | 0.4449 | 129929.378 | NZST | 0.00056919 | 73.9547 | Simple method | 64.6446
2020-06-01 | BOP_LV | Simple method region | 292041.7578 | 0.4449 | 129929.378 | OMVP | 5.6399e-05 | 7.3279 | Simple method | 6.4054
2020-06-01 | BOP_LV | Simple method region | 292041.7578 | 0.4449 | 129929.378 | ORON | 0.00035824 | 46.5454 | Simple method | 40.6858
2020-06-01 | BOP_LV | Simple method region | 292041.7578 | 0.4449 | 129929.378 | PANP | 0.00070827 | 92.0251 | Simple method | 80.4401
2020-06-01 | BOP_LV | Simple method region | 292041.7578 | 0.4449 | 129929.378 | POCO | 0.34239 | 44486.072 | Simple method | 38885.732
2020-06-01 | BOP_LV | Simple method region | 292041.7578 | 0.4449 | 129929.378 | POWN | 5.8906e-05 | 7.6537 | Simple method | 6.6901
2020-06-01 | BOP_LV | Simple method region | 292041.7578 | 0.4449 | 129929.378 | RAYN | 8.8161e-07 | 0.11455 | Simple method | 0.10013
2020-06-01 | BOP_LV | Simple method region | 292041.7578 | 0.4449 | 129929.378 | SCAN | 5.8613e-05 | 7.6156 | Simple method | 6.6569
2020-06-01 | BOP_LV | Simple method region | 292041.7578 | 0.4449 | 129929.378 | SCGL | 1.7091e-06 | 0.22206 | Simple method | 0.1941
2020-06-01 | BOP_LV | Simple method region | 292041.7578 | 0.4449 | 129929.378 | SHPK | 5.5993e-07 | 0.072751 | Simple method | 0.063593
2020-06-01 | BOP_LV | Simple method region | 292041.7578 | 0.4449 | 129929.378 | SKOG | 0.23794 | 30914.9857 | Simple method | 27023.1062
2020-06-01 | BOP_LV | Simple method region | 292041.7578 | 0.4449 | 129929.378 | SOLE | 3.6377e-09 | 0.00047265 | Simple method | 0.00041314
2020-06-01 | BOP_LV | Simple method region | 292041.7578 | 0.4449 | 129929.378 | SOU2 | 0.025598 | 3325.9828 | Simple method | 2907.2757
2020-06-01 | BOP_LV | Simple method region | 292041.7578 | 0.4449 | 129929.378 | TARW | 0.00099091 | 128.7479 | Simple method | 112.5399
2020-06-01 | BOP_LV | Simple method region | 292041.7578 | 0.4449 | 129929.378 | TASM | 6.4779e-05 | 8.4168 | Simple method | 7.3572
2020-06-01 | BOP_LV | Simple method region | 292041.7578 | 0.4449 | 129929.378 | TBOP | 2.2027e-06 | 0.2862 | Simple method | 0.25017
2020-06-01 | BOP_LV | Simple method region | 292041.7578 | 0.4449 | 129929.378 | TOD3 | 1.2398e-05 | 1.6108 | Simple method | 1.408
2020-06-01 | BOP_LV | Simple method region | 292041.7578 | 0.4449 | 129929.378 | TOPE | 0.00021733 | 28.237 | Simple method | 24.6822
2020-06-01 | BOP_LV | Simple method region | 292041.7578 | 0.4449 | 129929.378 | TRNZ | 6.1865e-05 | 8.038 | Simple method | 7.0261
2020-06-01 | BOP_LV | Simple method region | 292041.7578 | 0.4449 | 129929.378 | TRUG | 0.071487 | 9288.3043 | Simple method | 8119.0021
2020-06-01 | BOP_LV | Simple method region | 292041.7578 | 0.4449 | 129929.378 | UNET | 0.0024541 | 318.8533 | Simple method | 278.713
2020-06-01 | BOP_LV | Simple method region | 292041.7578 | 0.4449 | 129929.378 | UNIS | 0.081629 | 10605.9508 | Simple method | 9270.7705
2020-06-01 | BOP_LV | Simple method region | 292041.7578 | 0.4449 | 129929.378 | VECT | 0.027864 | 3620.2905 | Simple method | 3164.5331
2020-06-01 | BOP_LV | Simple method region | 292041.7578 | 0.4449 | 129929.378 | WAIP | 0.00032507 | 42.2363 | Simple method | 36.9192
2020-06-01 | BOP_LV | Simple method region | 292041.7578 | 0.4449 | 129929.378 | WATA | 3.0118e-05 | 3.9132 | Simple method | 3.4205
2020-06-01 | BOP_LV | Simple method region | 292041.7578 | 0.4449 | 129929.378 | WAV1 | 0.0010187 | 132.3624 | Simple method | 115.6994
2020-06-01 | BOP_LV | Simple method region | 292041.7578 | 0.4449 | 129929.378 | WELE | 0.0015193 | 197.4032 | Simple method | 172.5521
2020-06-01 | BOP_LV | Simple method region | 292041.7578 | 0.4449 | 129929.378 | WNST | 0.00033982 | 44.1529 | Simple method | 38.5945
2020-06-01 | BOP_LV | Simple method region | 292041.7578 | 0.4449 | 129929.378 | WPOW | 1.4312e-05 | 1.8595 | Simple method | 1.6254
2020-06-01 | BOP_LV | Simple method region | 292041.7578 | 0.4449 | 129929.378 | WTOM | 0.00022284 | 28.9529 | Simple method | 25.308
2020-07-01 | BOP_LV | Simple method region | 351841.1126 | 0.5722 | 201323.4846 | ALPE | 8.3612e-05 | 16.833 | Simple method | 14.7139
2020-07-01 | BOP_LV | Simple method region | 351841.1126 | 0.5722 | 201323.4846 | BUEL | 3.4264e-06 | 0.68982 | Simple method | 0.60298
2020-07-01 | BOP_LV | Simple method region | 351841.1126 | 0.5722 | 201323.4846 | CHBP | 8.3668e-05 | 16.8443 | Simple method | 14.7238
2020-07-01 | BOP_LV | Simple method region | 351841.1126 | 0.5722 | 201323.4846 | COUP | 0.00051557 | 103.7966 | Simple method | 90.7297
2020-07-01 | BOP_LV | Simple method region | 351841.1126 | 0.5722 | 201323.4846 | CTCT | 0.010721 | 2158.4436 | Simple method | 1886.7177
2020-07-01 | BOP_LV | Simple method region | 351841.1126 | 0.5722 | 201323.4846 | DUNE | 8.4624e-05 | 17.0368 | Simple method | 14.8921
2020-07-01 | BOP_LV | Simple method region | 351841.1126 | 0.5722 | 201323.4846 | EASH | 5.1538e-05 | 10.3759 | Simple method | 9.0697
2020-07-01 | BOP_LV | Simple method region | 351841.1126 | 0.5722 | 201323.4846 | EAST | 0.00019441 | 39.1399 | Simple method | 34.2126
2020-07-01 | BOP_LV | Simple method region | 351841.1126 | 0.5722 | 201323.4846 | GENE | 0.012677 | 2552.1787 | Simple method | 2230.8856
2020-07-01 | BOP_LV | Simple method region | 351841.1126 | 0.5722 | 201323.4846 | HORO | 0.00042958 | 86.4854 | Simple method | 75.5978
2020-07-01 | BOP_LV | Simple method region | 351841.1126 | 0.5722 | 201323.4846 | HRZE | 0.040057 | 8064.4027 | Simple method | 7049.1771
2020-07-01 | BOP_LV | Simple method region | 351841.1126 | 0.5722 | 201323.4846 | KIWI | 2.6209e-06 | 0.52766 | Simple method | 0.46123
2020-07-01 | BOP_LV | Simple method region | 351841.1126 | 0.5722 | 201323.4846 | KUPE | 4.3427e-05 | 8.7429 | Simple method | 7.6423
2020-07-01 | BOP_LV | Simple method region | 351841.1126 | 0.5722 | 201323.4846 | MARL | 3.3019e-05 | 6.6475 | Simple method | 5.8107
2020-07-01 | BOP_LV | Simple method region | 351841.1126 | 0.5722 | 201323.4846 | MELT | 4.525e-06 | 0.91099 | Simple method | 0.7963
2020-07-01 | BOP_LV | Simple method region | 351841.1126 | 0.5722 | 201323.4846 | MELW | 6.1856e-07 | 0.12453 | Simple method | 0.10885
2020-07-01 | BOP_LV | Simple method region | 351841.1126 | 0.5722 | 201323.4846 | MERI | 0.0065023 | 1309.0615 | Simple method | 1144.2641
2020-07-01 | BOP_LV | Simple method region | 351841.1126 | 0.5722 | 201323.4846 | METH | 3.5139e-05 | 7.0743 | Simple method | 6.1837
2020-07-01 | BOP_LV | Simple method region | 351841.1126 | 0.5722 | 201323.4846 | MPOW | 6.8852e-05 | 13.8616 | Simple method | 12.1165
2020-07-01 | BOP_LV | Simple method region | 351841.1126 | 0.5722 | 201323.4846 | MRPL | 0.12456 | 25077.362 | Simple method | 21920.3795
2020-07-01 | BOP_LV | Simple method region | 351841.1126 | 0.5722 | 201323.4846 | MSVP | 0.0017397 | 350.2366 | Simple method | 306.1454
2020-07-01 | BOP_LV | Simple method region | 351841.1126 | 0.5722 | 201323.4846 | NAPA | 0.0026517 | 533.8513 | Simple method | 466.6449
2020-07-01 | BOP_LV | Simple method region | 351841.1126 | 0.5722 | 201323.4846 | NELS | 5.3998e-06 | 1.0871 | Simple method | 0.95026
2020-07-01 | BOP_LV | Simple method region | 351841.1126 | 0.5722 | 201323.4846 | NPOW | 0.0016706 | 336.3364 | Simple method | 293.9951
2020-07-01 | BOP_LV | Simple method region | 351841.1126 | 0.5722 | 201323.4846 | NTRG | 0.0016201 | 326.1714 | Simple method | 285.1098
2020-07-01 | BOP_LV | Simple method region | 351841.1126 | 0.5722 | 201323.4846 | NZAS | 0.00017008 | 34.2416 | Simple method | 29.9309
2020-07-01 | BOP_LV | Simple method region | 351841.1126 | 0.5722 | 201323.4846 | NZST | 0.00056919 | 114.5917 | Simple method | 100.1658
2020-07-01 | BOP_LV | Simple method region | 351841.1126 | 0.5722 | 201323.4846 | OMVP | 5.6399e-05 | 11.3544 | Simple method | 9.925
2020-07-01 | BOP_LV | Simple method region | 351841.1126 | 0.5722 | 201323.4846 | ORON | 0.00035824 | 72.1214 | Simple method | 63.042
2020-07-01 | BOP_LV | Simple method region | 351841.1126 | 0.5722 | 201323.4846 | PANP | 0.00070827 | 142.5914 | Simple method | 124.6406
2020-07-01 | BOP_LV | Simple method region | 351841.1126 | 0.5722 | 201323.4846 | POCO | 0.34239 | 68930.4542 | Simple method | 60252.8173
2020-07-01 | BOP_LV | Simple method region | 351841.1126 | 0.5722 | 201323.4846 | POWN | 5.8906e-05 | 11.8592 | Simple method | 10.3663
2020-07-01 | BOP_LV | Simple method region | 351841.1126 | 0.5722 | 201323.4846 | RAYN | 8.8161e-07 | 0.17749 | Simple method | 0.15514
2020-07-01 | BOP_LV | Simple method region | 351841.1126 | 0.5722 | 201323.4846 | SCAN | 5.8613e-05 | 11.8002 | Simple method | 10.3147
2020-07-01 | BOP_LV | Simple method region | 351841.1126 | 0.5722 | 201323.4846 | SCGL | 1.7091e-06 | 0.34407 | Simple method | 0.30076
2020-07-01 | BOP_LV | Simple method region | 351841.1126 | 0.5722 | 201323.4846 | SHPK | 5.5993e-07 | 0.11273 | Simple method | 0.098536
2020-07-01 | BOP_LV | Simple method region | 351841.1126 | 0.5722 | 201323.4846 | SKOG | 0.23794 | 47902.2738 | Simple method | 41871.8691
2020-07-01 | BOP_LV | Simple method region | 351841.1126 | 0.5722 | 201323.4846 | SOLE | 3.6377e-09 | 0.00073236 | Simple method | 0.00064016
2020-07-01 | BOP_LV | Simple method region | 351841.1126 | 0.5722 | 201323.4846 | SOU2 | 0.025598 | 5153.5569 | Simple method | 4504.777
2020-07-01 | BOP_LV | Simple method region | 351841.1126 | 0.5722 | 201323.4846 | TARW | 0.00099091 | 199.4929 | Simple method | 174.3788
2020-07-01 | BOP_LV | Simple method region | 351841.1126 | 0.5722 | 201323.4846 | TASM | 6.4779e-05 | 13.0416 | Simple method | 11.3998
2020-07-01 | BOP_LV | Simple method region | 351841.1126 | 0.5722 | 201323.4846 | TBOP | 2.2027e-06 | 0.44346 | Simple method | 0.38763
2020-07-01 | BOP_LV | Simple method region | 351841.1126 | 0.5722 | 201323.4846 | TOD3 | 1.2398e-05 | 2.496 | Simple method | 2.1817
2020-07-01 | BOP_LV | Simple method region | 351841.1126 | 0.5722 | 201323.4846 | TOPE | 0.00021733 | 43.7528 | Simple method | 38.2447
2020-07-01 | BOP_LV | Simple method region | 351841.1126 | 0.5722 | 201323.4846 | TRNZ | 6.1865e-05 | 12.4548 | Simple method | 10.8869
2020-07-01 | BOP_LV | Simple method region | 351841.1126 | 0.5722 | 201323.4846 | TRUG | 0.071487 | 14392.0783 | Simple method | 12580.2633
2020-07-01 | BOP_LV | Simple method region | 351841.1126 | 0.5722 | 201323.4846 | UNET | 0.0024541 | 494.0581 | Simple method | 431.8613
2020-07-01 | BOP_LV | Simple method region | 351841.1126 | 0.5722 | 201323.4846 | UNIS | 0.081629 | 16433.7505 | Simple method | 14364.9099
2020-07-01 | BOP_LV | Simple method region | 351841.1126 | 0.5722 | 201323.4846 | VECT | 0.027864 | 5609.582 | Simple method | 4903.3932
2020-07-01 | BOP_LV | Simple method region | 351841.1126 | 0.5722 | 201323.4846 | WAIP | 0.00032507 | 65.4445 | Simple method | 57.2057
2020-07-01 | BOP_LV | Simple method region | 351841.1126 | 0.5722 | 201323.4846 | WATA | 3.0118e-05 | 6.0634 | Simple method | 5.3001
2020-07-01 | BOP_LV | Simple method region | 351841.1126 | 0.5722 | 201323.4846 | WAV1 | 0.0010187 | 205.0935 | Simple method | 179.2743
2020-07-01 | BOP_LV | Simple method region | 351841.1126 | 0.5722 | 201323.4846 | WELE | 0.0015193 | 305.8731 | Simple method | 267.3668
2020-07-01 | BOP_LV | Simple method region | 351841.1126 | 0.5722 | 201323.4846 | WNST | 0.00033982 | 68.4142 | Simple method | 59.8015
2020-07-01 | BOP_LV | Simple method region | 351841.1126 | 0.5722 | 201323.4846 | WPOW | 1.4312e-05 | 2.8812 | Simple method | 2.5185
2020-07-01 | BOP_LV | Simple method region | 351841.1126 | 0.5722 | 201323.4846 | WTOM | 0.00022284 | 44.862 | Simple method | 39.2143
2020-08-01 | BOP_LV | Simple method region | 228530.7958 | 0.9035 | 206477.574 | ALPE | 8.3612e-05 | 17.2639 | Simple method | 15.0906
2020-08-01 | BOP_LV | Simple method region | 228530.7958 | 0.9035 | 206477.574 | BUEL | 3.4264e-06 | 0.70748 | Simple method | 0.61842
2020-08-01 | BOP_LV | Simple method region | 228530.7958 | 0.9035 | 206477.574 | CHBP | 8.3668e-05 | 17.2755 | Simple method | 15.1007
2020-08-01 | BOP_LV | Simple method region | 228530.7958 | 0.9035 | 206477.574 | COUP | 0.00051557 | 106.4539 | Simple method | 93.0525
2020-08-01 | BOP_LV | Simple method region | 228530.7958 | 0.9035 | 206477.574 | CTCT | 0.010721 | 2213.702 | Simple method | 1935.0196
2020-08-01 | BOP_LV | Simple method region | 228530.7958 | 0.9035 | 206477.574 | DUNE | 8.4624e-05 | 17.473 | Simple method | 15.2733
2020-08-01 | BOP_LV | Simple method region | 228530.7958 | 0.9035 | 206477.574 | EASH | 5.1538e-05 | 10.6415 | Simple method | 9.3019
2020-08-01 | BOP_LV | Simple method region | 228530.7958 | 0.9035 | 206477.574 | EAST | 0.00019441 | 40.142 | Simple method | 35.0885
2020-08-01 | BOP_LV | Simple method region | 228530.7958 | 0.9035 | 206477.574 | GENE | 0.012677 | 2617.5172 | Simple method | 2287.9986
2020-08-01 | BOP_LV | Simple method region | 228530.7958 | 0.9035 | 206477.574 | HORO | 0.00042958 | 88.6996 | Simple method | 77.5332
2020-08-01 | BOP_LV | Simple method region | 228530.7958 | 0.9035 | 206477.574 | HRZE | 0.040057 | 8270.8597 | Simple method | 7229.6433
2020-08-01 | BOP_LV | Simple method region | 228530.7958 | 0.9035 | 206477.574 | KIWI | 2.6209e-06 | 0.54116 | Simple method | 0.47304
2020-08-01 | BOP_LV | Simple method region | 228530.7958 | 0.9035 | 206477.574 | KUPE | 4.3427e-05 | 8.9667 | Simple method | 7.8379
2020-08-01 | BOP_LV | Simple method region | 228530.7958 | 0.9035 | 206477.574 | MARL | 3.3019e-05 | 6.8177 | Simple method | 5.9594
2020-08-01 | BOP_LV | Simple method region | 228530.7958 | 0.9035 | 206477.574 | MELT | 4.525e-06 | 0.93431 | Simple method | 0.81669
2020-08-01 | BOP_LV | Simple method region | 228530.7958 | 0.9035 | 206477.574 | MELW | 6.1856e-07 | 0.12772 | Simple method | 0.11164
2020-08-01 | BOP_LV | Simple method region | 228530.7958 | 0.9035 | 206477.574 | MERI | 0.0065023 | 1342.5748 | Simple method | 1173.5584
2020-08-01 | BOP_LV | Simple method region | 228530.7958 | 0.9035 | 206477.574 | METH | 3.5139e-05 | 7.2554 | Simple method | 6.342
2020-08-01 | BOP_LV | Simple method region | 228530.7958 | 0.9035 | 206477.574 | MPOW | 6.8852e-05 | 14.2164 | Simple method | 12.4267
2020-08-01 | BOP_LV | Simple method region | 228530.7958 | 0.9035 | 206477.574 | MRPL | 0.12456 | 25719.3684 | Simple method | 22481.5638
2020-08-01 | BOP_LV | Simple method region | 228530.7958 | 0.9035 | 206477.574 | MSVP | 0.0017397 | 359.203 | Simple method | 313.983
2020-08-01 | BOP_LV | Simple method region | 228530.7958 | 0.9035 | 206477.574 | NAPA | 0.0026517 | 547.5184 | Simple method | 478.5915
2020-08-01 | BOP_LV | Simple method region | 228530.7958 | 0.9035 | 206477.574 | NELS | 5.3998e-06 | 1.1149 | Simple method | 0.97459
2020-08-01 | BOP_LV | Simple method region | 228530.7958 | 0.9035 | 206477.574 | NPOW | 0.0016706 | 344.947 | Simple method | 301.5217
2020-08-01 | BOP_LV | Simple method region | 228530.7958 | 0.9035 | 206477.574 | NTRG | 0.0016201 | 334.5217 | Simple method | 292.4089
2020-08-01 | BOP_LV | Simple method region | 228530.7958 | 0.9035 | 206477.574 | NZAS | 0.00017008 | 35.1182 | Simple method | 30.6972
2020-08-01 | BOP_LV | Simple method region | 228530.7958 | 0.9035 | 206477.574 | NZST | 0.00056919 | 117.5253 | Simple method | 102.7301
2020-08-01 | BOP_LV | Simple method region | 228530.7958 | 0.9035 | 206477.574 | OMVP | 5.6399e-05 | 11.6451 | Simple method | 10.1791
2020-08-01 | BOP_LV | Simple method region | 228530.7958 | 0.9035 | 206477.574 | ORON | 0.00035824 | 73.9677 | Simple method | 64.656
2020-08-01 | BOP_LV | Simple method region | 228530.7958 | 0.9035 | 206477.574 | PANP | 0.00070827 | 146.2418 | Simple method | 127.8315
2020-08-01 | BOP_LV | Simple method region | 228530.7958 | 0.9035 | 206477.574 | POCO | 0.34239 | 70695.1451 | Simple method | 61795.3517
2020-08-01 | BOP_LV | Simple method region | 228530.7958 | 0.9035 | 206477.574 | POWN | 5.8906e-05 | 12.1628 | Simple method | 10.6316
2020-08-01 | BOP_LV | Simple method region | 228530.7958 | 0.9035 | 206477.574 | RAYN | 8.8161e-07 | 0.18203 | Simple method | 0.15912
2020-08-01 | BOP_LV | Simple method region | 228530.7958 | 0.9035 | 206477.574 | SCAN | 5.8613e-05 | 12.1023 | Simple method | 10.5787
2020-08-01 | BOP_LV | Simple method region | 228530.7958 | 0.9035 | 206477.574 | SCGL | 1.7091e-06 | 0.35288 | Simple method | 0.30846
2020-08-01 | BOP_LV | Simple method region | 228530.7958 | 0.9035 | 206477.574 | SHPK | 5.5993e-07 | 0.11561 | Simple method | 0.10106
2020-08-01 | BOP_LV | Simple method region | 228530.7958 | 0.9035 | 206477.574 | SKOG | 0.23794 | 49128.6216 | Simple method | 42943.8322
2020-08-01 | BOP_LV | Simple method region | 228530.7958 | 0.9035 | 206477.574 | SOLE | 3.6377e-09 | 0.00075111 | Simple method | 0.00065655
2020-08-01 | BOP_LV | Simple method region | 228530.7958 | 0.9035 | 206477.574 | SOU2 | 0.025598 | 5285.4933 | Simple method | 4620.1039
2020-08-01 | BOP_LV | Simple method region | 228530.7958 | 0.9035 | 206477.574 | TARW | 0.00099091 | 204.6001 | Simple method | 178.843
2020-08-01 | BOP_LV | Simple method region | 228530.7958 | 0.9035 | 206477.574 | TASM | 6.4779e-05 | 13.3755 | Simple method | 11.6917
2020-08-01 | BOP_LV | Simple method region | 228530.7958 | 0.9035 | 206477.574 | TBOP | 2.2027e-06 | 0.45481 | Simple method | 0.39756
2020-08-01 | BOP_LV | Simple method region | 228530.7958 | 0.9035 | 206477.574 | TOD3 | 1.2398e-05 | 2.5599 | Simple method | 2.2376
2020-08-01 | BOP_LV | Simple method region | 228530.7958 | 0.9035 | 206477.574 | TOPE | 0.00021733 | 44.8729 | Simple method | 39.2238
2020-08-01 | BOP_LV | Simple method region | 228530.7958 | 0.9035 | 206477.574 | TRNZ | 6.1865e-05 | 12.7737 | Simple method | 11.1656
2020-08-01 | BOP_LV | Simple method region | 228530.7958 | 0.9035 | 206477.574 | TRUG | 0.071487 | 14760.5304 | Simple method | 12902.331
2020-08-01 | BOP_LV | Simple method region | 228530.7958 | 0.9035 | 206477.574 | UNET | 0.0024541 | 506.7065 | Simple method | 442.9174
2020-08-01 | BOP_LV | Simple method region | 228530.7958 | 0.9035 | 206477.574 | UNIS | 0.081629 | 16854.4715 | Simple method | 14732.6665
2020-08-01 | BOP_LV | Simple method region | 228530.7958 | 0.9035 | 206477.574 | VECT | 0.027864 | 5753.1931 | Simple method | 5028.9252
2020-08-01 | BOP_LV | Simple method region | 228530.7958 | 0.9035 | 206477.574 | WAIP | 0.00032507 | 67.12 | Simple method | 58.6702
2020-08-01 | BOP_LV | Simple method region | 228530.7958 | 0.9035 | 206477.574 | WATA | 3.0118e-05 | 6.2186 | Simple method | 5.4357
2020-08-01 | BOP_LV | Simple method region | 228530.7958 | 0.9035 | 206477.574 | WAV1 | 0.0010187 | 210.3441 | Simple method | 183.8639
2020-08-01 | BOP_LV | Simple method region | 228530.7958 | 0.9035 | 206477.574 | WELE | 0.0015193 | 313.7037 | Simple method | 274.2116
2020-08-01 | BOP_LV | Simple method region | 228530.7958 | 0.9035 | 206477.574 | WNST | 0.00033982 | 70.1657 | Simple method | 61.3325
2020-08-01 | BOP_LV | Simple method region | 228530.7958 | 0.9035 | 206477.574 | WPOW | 1.4312e-05 | 2.955 | Simple method | 2.583
2020-08-01 | BOP_LV | Simple method region | 228530.7958 | 0.9035 | 206477.574 | WTOM | 0.00022284 | 46.0105 | Simple method | 40.2182
2020-09-01 | BOP_LV | Simple method region | 317512.5483 | 0.5459 | 173330.1001 | ALPE | 8.3612e-05 | 14.4924 | Simple method | 12.668
2020-09-01 | BOP_LV | Simple method region | 317512.5483 | 0.5459 | 173330.1001 | BUEL | 3.4264e-06 | 0.5939 | Simple method | 0.51914
2020-09-01 | BOP_LV | Simple method region | 317512.5483 | 0.5459 | 173330.1001 | CHBP | 8.3668e-05 | 14.5021 | Simple method | 12.6765
2020-09-01 | BOP_LV | Simple method region | 317512.5483 | 0.5459 | 173330.1001 | COUP | 0.00051557 | 89.364 | Simple method | 78.114
2020-09-01 | BOP_LV | Simple method region | 317512.5483 | 0.5459 | 173330.1001 | CTCT | 0.010721 | 1858.3189 | Simple method | 1624.3757
2020-09-01 | BOP_LV | Simple method region | 317512.5483 | 0.5459 | 173330.1001 | DUNE | 8.4624e-05 | 14.6679 | Simple method | 12.8214
2020-09-01 | BOP_LV | Simple method region | 317512.5483 | 0.5459 | 173330.1001 | EASH | 5.1538e-05 | 8.9332 | Simple method | 7.8086
2020-09-01 | BOP_LV | Simple method region | 317512.5483 | 0.5459 | 173330.1001 | EAST | 0.00019441 | 33.6977 | Simple method | 29.4555
2020-09-01 | BOP_LV | Simple method region | 317512.5483 | 0.5459 | 173330.1001 | GENE | 0.012677 | 2197.3065 | Simple method | 1920.6881
2020-09-01 | BOP_LV | Simple method region | 317512.5483 | 0.5459 | 173330.1001 | HORO | 0.00042958 | 74.4599 | Simple method | 65.0862
2020-09-01 | BOP_LV | Simple method region | 317512.5483 | 0.5459 | 173330.1001 | HRZE | 0.040057 | 6943.0734 | Simple method | 6069.0117
2020-09-01 | BOP_LV | Simple method region | 317512.5483 | 0.5459 | 173330.1001 | KIWI | 2.6209e-06 | 0.45429 | Simple method | 0.3971
2020-09-01 | BOP_LV | Simple method region | 317512.5483 | 0.5459 | 173330.1001 | KUPE | 4.3427e-05 | 7.5272 | Simple method | 6.5796
2020-09-01 | BOP_LV | Simple method region | 317512.5483 | 0.5459 | 173330.1001 | MARL | 3.3019e-05 | 5.7232 | Simple method | 5.0027
2020-09-01 | BOP_LV | Simple method region | 317512.5483 | 0.5459 | 173330.1001 | MELT | 4.525e-06 | 0.78432 | Simple method | 0.68558
2020-09-01 | BOP_LV | Simple method region | 317512.5483 | 0.5459 | 173330.1001 | MELW | 6.1856e-07 | 0.10721 | Simple method | 0.093717
2020-09-01 | BOP_LV | Simple method region | 317512.5483 | 0.5459 | 173330.1001 | MERI | 0.0065023 | 1127.0407 | Simple method | 985.1578
2020-09-01 | BOP_LV | Simple method region | 317512.5483 | 0.5459 | 173330.1001 | METH | 3.5139e-05 | 6.0906 | Simple method | 5.3239
2020-09-01 | BOP_LV | Simple method region | 317512.5483 | 0.5459 | 173330.1001 | MPOW | 6.8852e-05 | 11.9342 | Simple method | 10.4318
2020-09-01 | BOP_LV | Simple method region | 317512.5483 | 0.5459 | 173330.1001 | MRPL | 0.12456 | 21590.4353 | Simple method | 18872.421
2020-09-01 | BOP_LV | Simple method region | 317512.5483 | 0.5459 | 173330.1001 | MSVP | 0.0017397 | 301.5373 | Simple method | 263.5769
2020-09-01 | BOP_LV | Simple method region | 317512.5483 | 0.5459 | 173330.1001 | NAPA | 0.0026517 | 459.621 | Simple method | 401.7594
2020-09-01 | BOP_LV | Simple method region | 317512.5483 | 0.5459 | 173330.1001 | NELS | 5.3998e-06 | 0.93596 | Simple method | 0.81813
2020-09-01 | BOP_LV | Simple method region | 317512.5483 | 0.5459 | 173330.1001 | NPOW | 0.0016706 | 289.5699 | Simple method | 253.116
2020-09-01 | BOP_LV | Simple method region | 317512.5483 | 0.5459 | 173330.1001 | NTRG | 0.0016201 | 280.8183 | Simple method | 245.4662
2020-09-01 | BOP_LV | Simple method region | 317512.5483 | 0.5459 | 173330.1001 | NZAS | 0.00017008 | 29.4804 | Simple method | 25.7691
2020-09-01 | BOP_LV | Simple method region | 317512.5483 | 0.5459 | 173330.1001 | NZST | 0.00056919 | 98.6581 | Simple method | 86.238
2020-09-01 | BOP_LV | Simple method region | 317512.5483 | 0.5459 | 173330.1001 | OMVP | 5.6399e-05 | 9.7756 | Simple method | 8.545
2020-09-01 | BOP_LV | Simple method region | 317512.5483 | 0.5459 | 173330.1001 | ORON | 0.00035824 | 62.0931 | Simple method | 54.2762
2020-09-01 | BOP_LV | Simple method region | 317512.5483 | 0.5459 | 173330.1001 | PANP | 0.00070827 | 122.7645 | Simple method | 107.3097
2020-09-01 | BOP_LV | Simple method region | 317512.5483 | 0.5459 | 173330.1001 | POCO | 0.34239 | 59345.8957 | Simple method | 51874.8564
2020-09-01 | BOP_LV | Simple method region | 317512.5483 | 0.5459 | 173330.1001 | POWN | 5.8906e-05 | 10.2102 | Simple method | 8.9249
2020-09-01 | BOP_LV | Simple method region | 317512.5483 | 0.5459 | 173330.1001 | RAYN | 8.8161e-07 | 0.15281 | Simple method | 0.13357
2020-09-01 | BOP_LV | Simple method region | 317512.5483 | 0.5459 | 173330.1001 | SCAN | 5.8613e-05 | 10.1594 | Simple method | 8.8805
2020-09-01 | BOP_LV | Simple method region | 317512.5483 | 0.5459 | 173330.1001 | SCGL | 1.7091e-06 | 0.29623 | Simple method | 0.25894
2020-09-01 | BOP_LV | Simple method region | 317512.5483 | 0.5459 | 173330.1001 | SHPK | 5.5993e-07 | 0.097052 | Simple method | 0.084835
2020-09-01 | BOP_LV | Simple method region | 317512.5483 | 0.5459 | 173330.1001 | SKOG | 0.23794 | 41241.6164 | Simple method | 36049.72
2020-09-01 | BOP_LV | Simple method region | 317512.5483 | 0.5459 | 173330.1001 | SOLE | 3.6377e-09 | 0.00063053 | Simple method | 0.00055115
2020-09-01 | BOP_LV | Simple method region | 317512.5483 | 0.5459 | 173330.1001 | SOU2 | 0.025598 | 4436.9714 | Simple method | 3878.4022
2020-09-01 | BOP_LV | Simple method region | 317512.5483 | 0.5459 | 173330.1001 | TARW | 0.00099091 | 171.754 | Simple method | 150.1319
2020-09-01 | BOP_LV | Simple method region | 317512.5483 | 0.5459 | 173330.1001 | TASM | 6.4779e-05 | 11.2282 | Simple method | 9.8147
2020-09-01 | BOP_LV | Simple method region | 317512.5483 | 0.5459 | 173330.1001 | TBOP | 2.2027e-06 | 0.3818 | Simple method | 0.33373
2020-09-01 | BOP_LV | Simple method region | 317512.5483 | 0.5459 | 173330.1001 | TOD3 | 1.2398e-05 | 2.1489 | Simple method | 1.8784
2020-09-01 | BOP_LV | Simple method region | 317512.5483 | 0.5459 | 173330.1001 | TOPE | 0.00021733 | 37.6691 | Simple method | 32.9269
2020-09-01 | BOP_LV | Simple method region | 317512.5483 | 0.5459 | 173330.1001 | TRNZ | 6.1865e-05 | 10.723 | Simple method | 9.3731
2020-09-01 | BOP_LV | Simple method region | 317512.5483 | 0.5459 | 173330.1001 | TRUG | 0.071487 | 12390.906 | Simple method | 10831.018
2020-09-01 | BOP_LV | Simple method region | 317512.5483 | 0.5459 | 173330.1001 | UNET | 0.0024541 | 425.3609 | Simple method | 371.8123
2020-09-01 | BOP_LV | Simple method region | 317512.5483 | 0.5459 | 173330.1001 | UNIS | 0.081629 | 14148.6902 | Simple method | 12367.5153
2020-09-01 | BOP_LV | Simple method region | 317512.5483 | 0.5459 | 173330.1001 | VECT | 0.027864 | 4829.5877 | Simple method | 4221.5921
2020-09-01 | BOP_LV | Simple method region | 317512.5483 | 0.5459 | 173330.1001 | WAIP | 0.00032507 | 56.3447 | Simple method | 49.2514
2020-09-01 | BOP_LV | Simple method region | 317512.5483 | 0.5459 | 173330.1001 | WATA | 3.0118e-05 | 5.2203 | Simple method | 4.5631
2020-09-01 | BOP_LV | Simple method region | 317512.5483 | 0.5459 | 173330.1001 | WAV1 | 0.0010187 | 176.5759 | Simple method | 154.3468
2020-09-01 | BOP_LV | Simple method region | 317512.5483 | 0.5459 | 173330.1001 | WELE | 0.0015193 | 263.3424 | Simple method | 230.1903
2020-09-01 | BOP_LV | Simple method region | 317512.5483 | 0.5459 | 173330.1001 | WNST | 0.00033982 | 58.9014 | Simple method | 51.4863
2020-09-01 | BOP_LV | Simple method region | 317512.5483 | 0.5459 | 173330.1001 | WPOW | 1.4312e-05 | 2.4806 | Simple method | 2.1683
2020-09-01 | BOP_LV | Simple method region | 317512.5483 | 0.5459 | 173330.1001 | WTOM | 0.00022284 | 38.6241 | Simple method | 33.7617
2020-10-01 | BOP_LV | Simple method region | 197293.3117 | 0.4566 | 90084.1261 | ALPE | 8.3612e-05 | 7.5321 | Simple method | 6.5839
2020-10-01 | BOP_LV | Simple method region | 197293.3117 | 0.4566 | 90084.1261 | BUEL | 3.4264e-06 | 0.30867 | Simple method | 0.26981
2020-10-01 | BOP_LV | Simple method region | 197293.3117 | 0.4566 | 90084.1261 | CHBP | 8.3668e-05 | 7.5371 | Simple method | 6.5883
2020-10-01 | BOP_LV | Simple method region | 197293.3117 | 0.4566 | 90084.1261 | COUP | 0.00051557 | 46.4448 | Simple method | 40.5979
2020-10-01 | BOP_LV | Simple method region | 197293.3117 | 0.4566 | 90084.1261 | CTCT | 0.010721 | 965.8163 | Simple method | 844.23
2020-10-01 | BOP_LV | Simple method region | 197293.3117 | 0.4566 | 90084.1261 | DUNE | 8.4624e-05 | 7.6233 | Simple method | 6.6636
2020-10-01 | BOP_LV | Simple method region | 197293.3117 | 0.4566 | 90084.1261 | EASH | 5.1538e-05 | 4.6428 | Simple method | 4.0583
2020-10-01 | BOP_LV | Simple method region | 197293.3117 | 0.4566 | 90084.1261 | EAST | 0.00019441 | 17.5135 | Simple method | 15.3088
2020-10-01 | BOP_LV | Simple method region | 197293.3117 | 0.4566 | 90084.1261 | GENE | 0.012677 | 1141.9969 | Simple method | 998.2312
2020-10-01 | BOP_LV | Simple method region | 197293.3117 | 0.4566 | 90084.1261 | HORO | 0.00042958 | 38.6987 | Simple method | 33.827
2020-10-01 | BOP_LV | Simple method region | 197293.3117 | 0.4566 | 90084.1261 | HRZE | 0.040057 | 3608.4944 | Simple method | 3154.222
2020-10-01 | BOP_LV | Simple method region | 197293.3117 | 0.4566 | 90084.1261 | KIWI | 2.6209e-06 | 0.2361 | Simple method | 0.20638
2020-10-01 | BOP_LV | Simple method region | 197293.3117 | 0.4566 | 90084.1261 | KUPE | 4.3427e-05 | 3.9121 | Simple method | 3.4196
2020-10-01 | BOP_LV | Simple method region | 197293.3117 | 0.4566 | 90084.1261 | MARL | 3.3019e-05 | 2.9745 | Simple method | 2.6
2020-10-01 | BOP_LV | Simple method region | 197293.3117 | 0.4566 | 90084.1261 | MELT | 4.525e-06 | 0.40763 | Simple method | 0.35631
2020-10-01 | BOP_LV | Simple method region | 197293.3117 | 0.4566 | 90084.1261 | MELW | 6.1856e-07 | 0.055722 | Simple method | 0.048707
2020-10-01 | BOP_LV | Simple method region | 197293.3117 | 0.4566 | 90084.1261 | MERI | 0.0065023 | 585.7521 | Simple method | 512.0119
2020-10-01 | BOP_LV | Simple method region | 197293.3117 | 0.4566 | 90084.1261 | METH | 3.5139e-05 | 3.1655 | Simple method | 2.767
2020-10-01 | BOP_LV | Simple method region | 197293.3117 | 0.4566 | 90084.1261 | MPOW | 6.8852e-05 | 6.2025 | Simple method | 5.4217
2020-10-01 | BOP_LV | Simple method region | 197293.3117 | 0.4566 | 90084.1261 | MRPL | 0.12456 | 11221.1064 | Simple method | 9808.4842
2020-10-01 | BOP_LV | Simple method region | 197293.3117 | 0.4566 | 90084.1261 | MSVP | 0.0017397 | 156.7167 | Simple method | 136.9877
2020-10-01 | BOP_LV | Simple method region | 197293.3117 | 0.4566 | 90084.1261 | NAPA | 0.0026517 | 238.8769 | Simple method | 208.8047
2020-10-01 | BOP_LV | Simple method region | 197293.3117 | 0.4566 | 90084.1261 | NELS | 5.3998e-06 | 0.48644 | Simple method | 0.4252
2020-10-01 | BOP_LV | Simple method region | 197293.3117 | 0.4566 | 90084.1261 | NPOW | 0.0016706 | 150.4969 | Simple method | 131.5509
2020-10-01 | BOP_LV | Simple method region | 197293.3117 | 0.4566 | 90084.1261 | NTRG | 0.0016201 | 145.9485 | Simple method | 127.5751
2020-10-01 | BOP_LV | Simple method region | 197293.3117 | 0.4566 | 90084.1261 | NZAS | 0.00017008 | 15.3217 | Simple method | 13.3929
2020-10-01 | BOP_LV | Simple method region | 197293.3117 | 0.4566 | 90084.1261 | NZST | 0.00056919 | 51.2751 | Simple method | 44.8201
2020-10-01 | BOP_LV | Simple method region | 197293.3117 | 0.4566 | 90084.1261 | OMVP | 5.6399e-05 | 5.0806 | Simple method | 4.441
2020-10-01 | BOP_LV | Simple method region | 197293.3117 | 0.4566 | 90084.1261 | ORON | 0.00035824 | 32.2714 | Simple method | 28.2088
2020-10-01 | BOP_LV | Simple method region | 197293.3117 | 0.4566 | 90084.1261 | PANP | 0.00070827 | 63.8039 | Simple method | 55.7716
2020-10-01 | BOP_LV | Simple method region | 197293.3117 | 0.4566 | 90084.1261 | POCO | 0.34239 | 30843.5935 | Simple method | 26960.7016
2020-10-01 | BOP_LV | Simple method region | 197293.3117 | 0.4566 | 90084.1261 | POWN | 5.8906e-05 | 5.3065 | Simple method | 4.6385
2020-10-01 | BOP_LV | Simple method region | 197293.3117 | 0.4566 | 90084.1261 | RAYN | 8.8161e-07 | 0.079419 | Simple method | 0.069421
2020-10-01 | BOP_LV | Simple method region | 197293.3117 | 0.4566 | 90084.1261 | SCAN | 5.8613e-05 | 5.2801 | Simple method | 4.6154
2020-10-01 | BOP_LV | Simple method region | 197293.3117 | 0.4566 | 90084.1261 | SCGL | 1.7091e-06 | 0.15396 | Simple method | 0.13458
2020-10-01 | BOP_LV | Simple method region | 197293.3117 | 0.4566 | 90084.1261 | SHPK | 5.5993e-07 | 0.050441 | Simple method | 0.044091
2020-10-01 | BOP_LV | Simple method region | 197293.3117 | 0.4566 | 90084.1261 | SKOG | 0.23794 | 21434.3323 | Simple method | 18735.9698
2020-10-01 | BOP_LV | Simple method region | 197293.3117 | 0.4566 | 90084.1261 | SOLE | 3.6377e-09 | 0.0003277 | Simple method | 0.00028645
2020-10-01 | BOP_LV | Simple method region | 197293.3117 | 0.4566 | 90084.1261 | SOU2 | 0.025598 | 2306.0085 | Simple method | 2015.7057
2020-10-01 | BOP_LV | Simple method region | 197293.3117 | 0.4566 | 90084.1261 | TARW | 0.00099091 | 89.265 | Simple method | 78.0274
2020-10-01 | BOP_LV | Simple method region | 197293.3117 | 0.4566 | 90084.1261 | TASM | 6.4779e-05 | 5.8356 | Simple method | 5.101
2020-10-01 | BOP_LV | Simple method region | 197293.3117 | 0.4566 | 90084.1261 | TBOP | 2.2027e-06 | 0.19843 | Simple method | 0.17345
2020-10-01 | BOP_LV | Simple method region | 197293.3117 | 0.4566 | 90084.1261 | TOD3 | 1.2398e-05 | 1.1168 | Simple method | 0.97624
2020-10-01 | BOP_LV | Simple method region | 197293.3117 | 0.4566 | 90084.1261 | TOPE | 0.00021733 | 19.5776 | Simple method | 17.113
2020-10-01 | BOP_LV | Simple method region | 197293.3117 | 0.4566 | 90084.1261 | TRNZ | 6.1865e-05 | 5.573 | Simple method | 4.8714
2020-10-01 | BOP_LV | Simple method region | 197293.3117 | 0.4566 | 90084.1261 | TRUG | 0.071487 | 6439.8736 | Simple method | 5629.1596
2020-10-01 | BOP_LV | Simple method region | 197293.3117 | 0.4566 | 90084.1261 | UNET | 0.0024541 | 221.071 | Simple method | 193.2405
2020-10-01 | BOP_LV | Simple method region | 197293.3117 | 0.4566 | 90084.1261 | UNIS | 0.081629 | 7353.4394 | Simple method | 6427.7169
2020-10-01 | BOP_LV | Simple method region | 197293.3117 | 0.4566 | 90084.1261 | VECT | 0.027864 | 2510.0613 | Simple method | 2194.0704
2020-10-01 | BOP_LV | Simple method region | 197293.3117 | 0.4566 | 90084.1261 | WAIP | 0.00032507 | 29.2838 | Simple method | 25.5972
2020-10-01 | BOP_LV | Simple method region | 197293.3117 | 0.4566 | 90084.1261 | WATA | 3.0118e-05 | 2.7131 | Simple method | 2.3716
2020-10-01 | BOP_LV | Simple method region | 197293.3117 | 0.4566 | 90084.1261 | WAV1 | 0.0010187 | 91.7711 | Simple method | 80.218
2020-10-01 | BOP_LV | Simple method region | 197293.3117 | 0.4566 | 90084.1261 | WELE | 0.0015193 | 136.8658 | Simple method | 119.6358
2020-10-01 | BOP_LV | Simple method region | 197293.3117 | 0.4566 | 90084.1261 | WNST | 0.00033982 | 30.6126 | Simple method | 26.7588
2020-10-01 | BOP_LV | Simple method region | 197293.3117 | 0.4566 | 90084.1261 | WPOW | 1.4312e-05 | 1.2892 | Simple method | 1.1269
2020-10-01 | BOP_LV | Simple method region | 197293.3117 | 0.4566 | 90084.1261 | WTOM | 0.00022284 | 20.0739 | Simple method | 17.5468
2020-11-01 | BOP_LV | Simple method region | 160459.3361 | 0.545 | 87450.3382 | ALPE | 8.3612e-05 | 7.3119 | Simple method | 6.3914
2020-11-01 | BOP_LV | Simple method region | 160459.3361 | 0.545 | 87450.3382 | BUEL | 3.4264e-06 | 0.29964 | Simple method | 0.26192
2020-11-01 | BOP_LV | Simple method region | 160459.3361 | 0.545 | 87450.3382 | CHBP | 8.3668e-05 | 7.3168 | Simple method | 6.3957
2020-11-01 | BOP_LV | Simple method region | 160459.3361 | 0.545 | 87450.3382 | COUP | 0.00051557 | 45.0869 | Simple method | 39.4109
2020-11-01 | BOP_LV | Simple method region | 160459.3361 | 0.545 | 87450.3382 | CTCT | 0.010721 | 937.5788 | Simple method | 819.5472
2020-11-01 | BOP_LV | Simple method region | 160459.3361 | 0.545 | 87450.3382 | DUNE | 8.4624e-05 | 7.4004 | Simple method | 6.4688
2020-11-01 | BOP_LV | Simple method region | 160459.3361 | 0.545 | 87450.3382 | EASH | 5.1538e-05 | 4.507 | Simple method | 3.9397
2020-11-01 | BOP_LV | Simple method region | 160459.3361 | 0.545 | 87450.3382 | EAST | 0.00019441 | 17.0015 | Simple method | 14.8612
2020-11-01 | BOP_LV | Simple method region | 160459.3361 | 0.545 | 87450.3382 | GENE | 0.012677 | 1108.6083 | Simple method | 969.0459
2020-11-01 | BOP_LV | Simple method region | 160459.3361 | 0.545 | 87450.3382 | HORO | 0.00042958 | 37.5673 | Simple method | 32.838
2020-11-01 | BOP_LV | Simple method region | 160459.3361 | 0.545 | 87450.3382 | HRZE | 0.040057 | 3502.9929 | Simple method | 3062.0021
2020-11-01 | BOP_LV | Simple method region | 160459.3361 | 0.545 | 87450.3382 | KIWI | 2.6209e-06 | 0.2292 | Simple method | 0.20035
2020-11-01 | BOP_LV | Simple method region | 160459.3361 | 0.545 | 87450.3382 | KUPE | 4.3427e-05 | 3.7977 | Simple method | 3.3196
2020-11-01 | BOP_LV | Simple method region | 160459.3361 | 0.545 | 87450.3382 | MARL | 3.3019e-05 | 2.8875 | Simple method | 2.524
2020-11-01 | BOP_LV | Simple method region | 160459.3361 | 0.545 | 87450.3382 | MELT | 4.525e-06 | 0.39571 | Simple method | 0.3459
2020-11-01 | BOP_LV | Simple method region | 160459.3361 | 0.545 | 87450.3382 | MELW | 6.1856e-07 | 0.054093 | Simple method | 0.047283
2020-11-01 | BOP_LV | Simple method region | 160459.3361 | 0.545 | 87450.3382 | MERI | 0.0065023 | 568.6265 | Simple method | 497.0423
2020-11-01 | BOP_LV | Simple method region | 160459.3361 | 0.545 | 87450.3382 | METH | 3.5139e-05 | 3.0729 | Simple method | 2.6861
2020-11-01 | BOP_LV | Simple method region | 160459.3361 | 0.545 | 87450.3382 | MPOW | 6.8852e-05 | 6.0211 | Simple method | 5.2631
2020-11-01 | BOP_LV | Simple method region | 160459.3361 | 0.545 | 87450.3382 | MRPL | 0.12456 | 10893.0351 | Simple method | 9521.7138
2020-11-01 | BOP_LV | Simple method region | 160459.3361 | 0.545 | 87450.3382 | MSVP | 0.0017397 | 152.1348 | Simple method | 132.9826
2020-11-01 | BOP_LV | Simple method region | 160459.3361 | 0.545 | 87450.3382 | NAPA | 0.0026517 | 231.8928 | Simple method | 202.6999
2020-11-01 | BOP_LV | Simple method region | 160459.3361 | 0.545 | 87450.3382 | NELS | 5.3998e-06 | 0.47222 | Simple method | 0.41277
2020-11-01 | BOP_LV | Simple method region | 160459.3361 | 0.545 | 87450.3382 | NPOW | 0.0016706 | 146.0969 | Simple method | 127.7048
2020-11-01 | BOP_LV | Simple method region | 160459.3361 | 0.545 | 87450.3382 | NTRG | 0.0016201 | 141.6814 | Simple method | 123.8452
2020-11-01 | BOP_LV | Simple method region | 160459.3361 | 0.545 | 87450.3382 | NZAS | 0.00017008 | 14.8738 | Simple method | 13.0013
2020-11-01 | BOP_LV | Simple method region | 160459.3361 | 0.545 | 87450.3382 | NZST | 0.00056919 | 49.776 | Simple method | 43.5097
2020-11-01 | BOP_LV | Simple method region | 160459.3361 | 0.545 | 87450.3382 | OMVP | 5.6399e-05 | 4.9321 | Simple method | 4.3112
2020-11-01 | BOP_LV | Simple method region | 160459.3361 | 0.545 | 87450.3382 | ORON | 0.00035824 | 31.3279 | Simple method | 27.384
2020-11-01 | BOP_LV | Simple method region | 160459.3361 | 0.545 | 87450.3382 | PANP | 0.00070827 | 61.9384 | Simple method | 54.141
2020-11-01 | BOP_LV | Simple method region | 160459.3361 | 0.545 | 87450.3382 | POCO | 0.34239 | 29941.8199 | Simple method | 26172.452
2020-11-01 | BOP_LV | Simple method region | 160459.3361 | 0.545 | 87450.3382 | POWN | 5.8906e-05 | 5.1514 | Simple method | 4.5029
2020-11-01 | BOP_LV | Simple method region | 160459.3361 | 0.545 | 87450.3382 | RAYN | 8.8161e-07 | 0.077097 | Simple method | 0.067391
2020-11-01 | BOP_LV | Simple method region | 160459.3361 | 0.545 | 87450.3382 | SCAN | 5.8613e-05 | 5.1257 | Simple method | 4.4805
2020-11-01 | BOP_LV | Simple method region | 160459.3361 | 0.545 | 87450.3382 | SCGL | 1.7091e-06 | 0.14946 | Simple method | 0.13064
2020-11-01 | BOP_LV | Simple method region | 160459.3361 | 0.545 | 87450.3382 | SHPK | 5.5993e-07 | 0.048966 | Simple method | 0.042802
2020-11-01 | BOP_LV | Simple method region | 160459.3361 | 0.545 | 87450.3382 | SKOG | 0.23794 | 20807.6572 | Simple method | 18188.1866
2020-11-01 | BOP_LV | Simple method region | 160459.3361 | 0.545 | 87450.3382 | SOLE | 3.6377e-09 | 0.00031812 | Simple method | 0.00027807
2020-11-01 | BOP_LV | Simple method region | 160459.3361 | 0.545 | 87450.3382 | SOU2 | 0.025598 | 2238.5878 | Simple method | 1956.7726
2020-11-01 | BOP_LV | Simple method region | 160459.3361 | 0.545 | 87450.3382 | TARW | 0.00099091 | 86.6552 | Simple method | 75.7462
2020-11-01 | BOP_LV | Simple method region | 160459.3361 | 0.545 | 87450.3382 | TASM | 6.4779e-05 | 5.665 | Simple method | 4.9518
2020-11-01 | BOP_LV | Simple method region | 160459.3361 | 0.545 | 87450.3382 | TBOP | 2.2027e-06 | 0.19263 | Simple method | 0.16838
2020-11-01 | BOP_LV | Simple method region | 160459.3361 | 0.545 | 87450.3382 | TOD3 | 1.2398e-05 | 1.0842 | Simple method | 0.9477
2020-11-01 | BOP_LV | Simple method region | 160459.3361 | 0.545 | 87450.3382 | TOPE | 0.00021733 | 19.0052 | Simple method | 16.6126
2020-11-01 | BOP_LV | Simple method region | 160459.3361 | 0.545 | 87450.3382 | TRNZ | 6.1865e-05 | 5.4101 | Simple method | 4.729
2020-11-01 | BOP_LV | Simple method region | 160459.3361 | 0.545 | 87450.3382 | TRUG | 0.071487 | 6251.5911 | Simple method | 5464.58
2020-11-01 | BOP_LV | Simple method region | 160459.3361 | 0.545 | 87450.3382 | UNET | 0.0024541 | 214.6076 | Simple method | 187.5907
2020-11-01 | BOP_LV | Simple method region | 160459.3361 | 0.545 | 87450.3382 | UNIS | 0.081629 | 7138.4471 | Simple method | 6239.7898
2020-11-01 | BOP_LV | Simple method region | 160459.3361 | 0.545 | 87450.3382 | VECT | 0.027864 | 2436.6747 | Simple method | 2129.9224
2020-11-01 | BOP_LV | Simple method region | 160459.3361 | 0.545 | 87450.3382 | WAIP | 0.00032507 | 28.4276 | Simple method | 24.8489
2020-11-01 | BOP_LV | Simple method region | 160459.3361 | 0.545 | 87450.3382 | WATA | 3.0118e-05 | 2.6338 | Simple method | 2.3022
2020-11-01 | BOP_LV | Simple method region | 160459.3361 | 0.545 | 87450.3382 | WAV1 | 0.0010187 | 89.0879 | Simple method | 77.8727
2020-11-01 | BOP_LV | Simple method region | 160459.3361 | 0.545 | 87450.3382 | WELE | 0.0015193 | 132.8643 | Simple method | 116.138
2020-11-01 | BOP_LV | Simple method region | 160459.3361 | 0.545 | 87450.3382 | WNST | 0.00033982 | 29.7176 | Simple method | 25.9764
2020-11-01 | BOP_LV | Simple method region | 160459.3361 | 0.545 | 87450.3382 | WPOW | 1.4312e-05 | 1.2515 | Simple method | 1.094
2020-11-01 | BOP_LV | Simple method region | 160459.3361 | 0.545 | 87450.3382 | WTOM | 0.00022284 | 19.487 | Simple method | 17.0338
2020-12-01 | BOP_LV | Simple method region | 210431.915 | 0.5907 | 124302.1322 | ALPE | 8.3612e-05 | 10.3931 | Simple method | 9.0847
2020-12-01 | BOP_LV | Simple method region | 210431.915 | 0.5907 | 124302.1322 | BUEL | 3.4264e-06 | 0.42591 | Simple method | 0.37229
2020-12-01 | BOP_LV | Simple method region | 210431.915 | 0.5907 | 124302.1322 | CHBP | 8.3668e-05 | 10.4001 | Simple method | 9.0908
2020-12-01 | BOP_LV | Simple method region | 210431.915 | 0.5907 | 124302.1322 | COUP | 0.00051557 | 64.0866 | Simple method | 56.0188
2020-12-01 | BOP_LV | Simple method region | 210431.915 | 0.5907 | 124302.1322 | CTCT | 0.010721 | 1332.6768 | Simple method | 1164.9065
2020-12-01 | BOP_LV | Simple method region | 210431.915 | 0.5907 | 124302.1322 | DUNE | 8.4624e-05 | 10.519 | Simple method | 9.1947
2020-12-01 | BOP_LV | Simple method region | 210431.915 | 0.5907 | 124302.1322 | EASH | 5.1538e-05 | 6.4063 | Simple method | 5.5998
2020-12-01 | BOP_LV | Simple method region | 210431.915 | 0.5907 | 124302.1322 | EAST | 0.00019441 | 24.166 | Simple method | 21.1237
2020-12-01 | BOP_LV | Simple method region | 210431.915 | 0.5907 | 124302.1322 | GENE | 0.012677 | 1575.7787 | Simple method | 1377.4043
2020-12-01 | BOP_LV | Simple method region | 210431.915 | 0.5907 | 124302.1322 | HORO | 0.00042958 | 53.3983 | Simple method | 46.676
2020-12-01 | BOP_LV | Simple method region | 210431.915 | 0.5907 | 124302.1322 | HRZE | 0.040057 | 4979.163 | Simple method | 4352.3375
2020-12-01 | BOP_LV | Simple method region | 210431.915 | 0.5907 | 124302.1322 | KIWI | 2.6209e-06 | 0.32579 | Simple method | 0.28477
2020-12-01 | BOP_LV | Simple method region | 210431.915 | 0.5907 | 124302.1322 | KUPE | 4.3427e-05 | 5.3981 | Simple method | 4.7185
2020-12-01 | BOP_LV | Simple method region | 210431.915 | 0.5907 | 124302.1322 | MARL | 3.3019e-05 | 4.1044 | Simple method | 3.5877
2020-12-01 | BOP_LV | Simple method region | 210431.915 | 0.5907 | 124302.1322 | MELT | 4.525e-06 | 0.56247 | Simple method | 0.49166
2020-12-01 | BOP_LV | Simple method region | 210431.915 | 0.5907 | 124302.1322 | MELW | 6.1856e-07 | 0.076888 | Simple method | 0.067209
2020-12-01 | BOP_LV | Simple method region | 210431.915 | 0.5907 | 124302.1322 | MERI | 0.0065023 | 808.2471 | Simple method | 706.4971
2020-12-01 | BOP_LV | Simple method region | 210431.915 | 0.5907 | 124302.1322 | METH | 3.5139e-05 | 4.3678 | Simple method | 3.818
2020-12-01 | BOP_LV | Simple method region | 210431.915 | 0.5907 | 124302.1322 | MPOW | 6.8852e-05 | 8.5585 | Simple method | 7.481
2020-12-01 | BOP_LV | Simple method region | 210431.915 | 0.5907 | 124302.1322 | MRPL | 0.12456 | 15483.3877 | Simple method | 13534.1881
2020-12-01 | BOP_LV | Simple method region | 210431.915 | 0.5907 | 124302.1322 | MSVP | 0.0017397 | 216.2448 | Simple method | 189.0218
2020-12-01 | BOP_LV | Simple method region | 210431.915 | 0.5907 | 124302.1322 | NAPA | 0.0026517 | 329.6131 | Simple method | 288.1182
2020-12-01 | BOP_LV | Simple method region | 210431.915 | 0.5907 | 124302.1322 | NELS | 5.3998e-06 | 0.67121 | Simple method | 0.58671
2020-12-01 | BOP_LV | Simple method region | 210431.915 | 0.5907 | 124302.1322 | NPOW | 0.0016706 | 207.6625 | Simple method | 181.5199
2020-12-01 | BOP_LV | Simple method region | 210431.915 | 0.5907 | 124302.1322 | NTRG | 0.0016201 | 201.3864 | Simple method | 176.0339
2020-12-01 | BOP_LV | Simple method region | 210431.915 | 0.5907 | 124302.1322 | NZAS | 0.00017008 | 21.1416 | Simple method | 18.4801
2020-12-01 | BOP_LV | Simple method region | 210431.915 | 0.5907 | 124302.1322 | NZST | 0.00056919 | 70.7517 | Simple method | 61.8448
2020-12-01 | BOP_LV | Simple method region | 210431.915 | 0.5907 | 124302.1322 | OMVP | 5.6399e-05 | 7.0105 | Simple method | 6.1279
2020-12-01 | BOP_LV | Simple method region | 210431.915 | 0.5907 | 124302.1322 | ORON | 0.00035824 | 44.5295 | Simple method | 38.9237
2020-12-01 | BOP_LV | Simple method region | 210431.915 | 0.5907 | 124302.1322 | PANP | 0.00070827 | 88.0395 | Simple method | 76.9562
2020-12-01 | BOP_LV | Simple method region | 210431.915 | 0.5907 | 124302.1322 | POCO | 0.34239 | 42559.3787 | Simple method | 37201.5896
2020-12-01 | BOP_LV | Simple method region | 210431.915 | 0.5907 | 124302.1322 | POWN | 5.8906e-05 | 7.3222 | Simple method | 6.4004
2020-12-01 | BOP_LV | Simple method region | 210431.915 | 0.5907 | 124302.1322 | RAYN | 8.8161e-07 | 0.10959 | Simple method | 0.09579
2020-12-01 | BOP_LV | Simple method region | 210431.915 | 0.5907 | 124302.1322 | SCAN | 5.8613e-05 | 7.2857 | Simple method | 6.3685
2020-12-01 | BOP_LV | Simple method region | 210431.915 | 0.5907 | 124302.1322 | SCGL | 1.7091e-06 | 0.21244 | Simple method | 0.1857
2020-12-01 | BOP_LV | Simple method region | 210431.915 | 0.5907 | 124302.1322 | SHPK | 5.5993e-07 | 0.0696 | Simple method | 0.060838
2020-12-01 | BOP_LV | Simple method region | 210431.915 | 0.5907 | 124302.1322 | SKOG | 0.23794 | 29576.0566 | Simple method | 25852.7345
2020-12-01 | BOP_LV | Simple method region | 210431.915 | 0.5907 | 124302.1322 | SOLE | 3.6377e-09 | 0.00045218 | Simple method | 0.00039525
2020-12-01 | BOP_LV | Simple method region | 210431.915 | 0.5907 | 124302.1322 | SOU2 | 0.025598 | 3181.9344 | Simple method | 2781.3615
2020-12-01 | BOP_LV | Simple method region | 210431.915 | 0.5907 | 124302.1322 | TARW | 0.00099091 | 123.1719 | Simple method | 107.6658
2020-12-01 | BOP_LV | Simple method region | 210431.915 | 0.5907 | 124302.1322 | TASM | 6.4779e-05 | 8.0522 | Simple method | 7.0385
2020-12-01 | BOP_LV | Simple method region | 210431.915 | 0.5907 | 124302.1322 | TBOP | 2.2027e-06 | 0.2738 | Simple method | 0.23933
2020-12-01 | BOP_LV | Simple method region | 210431.915 | 0.5907 | 124302.1322 | TOD3 | 1.2398e-05 | 1.5411 | Simple method | 1.3471
2020-12-01 | BOP_LV | Simple method region | 210431.915 | 0.5907 | 124302.1322 | TOPE | 0.00021733 | 27.014 | Simple method | 23.6133
2020-12-01 | BOP_LV | Simple method region | 210431.915 | 0.5907 | 124302.1322 | TRNZ | 6.1865e-05 | 7.6899 | Simple method | 6.7218
2020-12-01 | BOP_LV | Simple method region | 210431.915 | 0.5907 | 124302.1322 | TRUG | 0.071487 | 8886.0275 | Simple method | 7767.3678
2020-12-01 | BOP_LV | Simple method region | 210431.915 | 0.5907 | 124302.1322 | UNET | 0.0024541 | 305.0438 | Simple method | 266.6419
2020-12-01 | BOP_LV | Simple method region | 210431.915 | 0.5907 | 124302.1322 | UNIS | 0.081629 | 10146.6068 | Simple method | 8869.2531
2020-12-01 | BOP_LV | Simple method region | 210431.915 | 0.5907 | 124302.1322 | VECT | 0.027864 | 3463.4956 | Simple method | 3027.4771
2020-12-01 | BOP_LV | Simple method region | 210431.915 | 0.5907 | 124302.1322 | WAIP | 0.00032507 | 40.4071 | Simple method | 35.3202
2020-12-01 | BOP_LV | Simple method region | 210431.915 | 0.5907 | 124302.1322 | WATA | 3.0118e-05 | 3.7437 | Simple method | 3.2724
2020-12-01 | BOP_LV | Simple method region | 210431.915 | 0.5907 | 124302.1322 | WAV1 | 0.0010187 | 126.6298 | Simple method | 110.6884
2020-12-01 | BOP_LV | Simple method region | 210431.915 | 0.5907 | 124302.1322 | WELE | 0.0015193 | 188.8536 | Simple method | 165.0789
2020-12-01 | BOP_LV | Simple method region | 210431.915 | 0.5907 | 124302.1322 | WNST | 0.00033982 | 42.2406 | Simple method | 36.923
2020-12-01 | BOP_LV | Simple method region | 210431.915 | 0.5907 | 124302.1322 | WPOW | 1.4312e-05 | 1.779 | Simple method | 1.555
2020-12-01 | BOP_LV | Simple method region | 210431.915 | 0.5907 | 124302.1322 | WTOM | 0.00022284 | 27.6989 | Simple method | 24.2119
2021-01-01 | BOP_LV | Simple method region | 201643.0911 | 0.674 | 135907.4434 | ALPE | 8.3612e-05 | 11.3634 | Simple method | 9.9329
2021-01-01 | BOP_LV | Simple method region | 201643.0911 | 0.674 | 135907.4434 | BUEL | 3.4264e-06 | 0.46568 | Simple method | 0.40705
2021-01-01 | BOP_LV | Simple method region | 201643.0911 | 0.674 | 135907.4434 | CHBP | 8.3668e-05 | 11.3711 | Simple method | 9.9396
2021-01-01 | BOP_LV | Simple method region | 201643.0911 | 0.674 | 135907.4434 | COUP | 0.00051557 | 70.07 | Simple method | 61.2489
2021-01-01 | BOP_LV | Simple method region | 201643.0911 | 0.674 | 135907.4434 | CTCT | 0.010721 | 1457.1005 | Simple method | 1273.6665
2021-01-01 | BOP_LV | Simple method region | 201643.0911 | 0.674 | 135907.4434 | DUNE | 8.4624e-05 | 11.5011 | Simple method | 10.0532
2021-01-01 | BOP_LV | Simple method region | 201643.0911 | 0.674 | 135907.4434 | EASH | 5.1538e-05 | 7.0044 | Simple method | 6.1227
2021-01-01 | BOP_LV | Simple method region | 201643.0911 | 0.674 | 135907.4434 | EAST | 0.00019441 | 26.4222 | Simple method | 23.0959
2021-01-01 | BOP_LV | Simple method region | 201643.0911 | 0.674 | 135907.4434 | GENE | 0.012677 | 1722.8993 | Simple method | 1506.0039
2021-01-01 | BOP_LV | Simple method region | 201643.0911 | 0.674 | 135907.4434 | HORO | 0.00042958 | 58.3837 | Simple method | 51.0338
2021-01-01 | BOP_LV | Simple method region | 201643.0911 | 0.674 | 135907.4434 | HRZE | 0.040057 | 5444.0363 | Simple method | 4758.688
2021-01-01 | BOP_LV | Simple method region | 201643.0911 | 0.674 | 135907.4434 | KIWI | 2.6209e-06 | 0.3562 | Simple method | 0.31136
2021-01-01 | BOP_LV | Simple method region | 201643.0911 | 0.674 | 135907.4434 | KUPE | 4.3427e-05 | 5.9021 | Simple method | 5.1591
2021-01-01 | BOP_LV | Simple method region | 201643.0911 | 0.674 | 135907.4434 | MARL | 3.3019e-05 | 4.4876 | Simple method | 3.9226
2021-01-01 | BOP_LV | Simple method region | 201643.0911 | 0.674 | 135907.4434 | MELT | 4.525e-06 | 0.61498 | Simple method | 0.53756
2021-01-01 | BOP_LV | Simple method region | 201643.0911 | 0.674 | 135907.4434 | MELW | 6.1856e-07 | 0.084067 | Simple method | 0.073483
2021-01-01 | BOP_LV | Simple method region | 201643.0911 | 0.674 | 135907.4434 | MERI | 0.0065023 | 883.7081 | Simple method | 772.4583
2021-01-01 | BOP_LV | Simple method region | 201643.0911 | 0.674 | 135907.4434 | METH | 3.5139e-05 | 4.7756 | Simple method | 4.1744
2021-01-01 | BOP_LV | Simple method region | 201643.0911 | 0.674 | 135907.4434 | MPOW | 6.8852e-05 | 9.3575 | Simple method | 8.1795
2021-01-01 | BOP_LV | Simple method region | 201643.0911 | 0.674 | 135907.4434 | MRPL | 0.12456 | 16928.9746 | Simple method | 14797.7904
2021-01-01 | BOP_LV | Simple method region | 201643.0911 | 0.674 | 135907.4434 | MSVP | 0.0017397 | 236.4342 | Simple method | 206.6696
2021-01-01 | BOP_LV | Simple method region | 201643.0911 | 0.674 | 135907.4434 | NAPA | 0.0026517 | 360.387 | Simple method | 315.018
2021-01-01 | BOP_LV | Simple method region | 201643.0911 | 0.674 | 135907.4434 | NELS | 5.3998e-06 | 0.73388 | Simple method | 0.64149
2021-01-01 | BOP_LV | Simple method region | 201643.0911 | 0.674 | 135907.4434 | NPOW | 0.0016706 | 227.0506 | Simple method | 198.4673
2021-01-01 | BOP_LV | Simple method region | 201643.0911 | 0.674 | 135907.4434 | NTRG | 0.0016201 | 220.1885 | Simple method | 192.4691
2021-01-01 | BOP_LV | Simple method region | 201643.0911 | 0.674 | 135907.4434 | NZAS | 0.00017008 | 23.1155 | Simple method | 20.2055
2021-01-01 | BOP_LV | Simple method region | 201643.0911 | 0.674 | 135907.4434 | NZST | 0.00056919 | 77.3574 | Simple method | 67.6189
2021-01-01 | BOP_LV | Simple method region | 201643.0911 | 0.674 | 135907.4434 | OMVP | 5.6399e-05 | 7.665 | Simple method | 6.7001
2021-01-01 | BOP_LV | Simple method region | 201643.0911 | 0.674 | 135907.4434 | ORON | 0.00035824 | 48.687 | Simple method | 42.5578
2021-01-01 | BOP_LV | Simple method region | 201643.0911 | 0.674 | 135907.4434 | PANP | 0.00070827 | 96.2591 | Simple method | 84.1411
2021-01-01 | BOP_LV | Simple method region | 201643.0911 | 0.674 | 135907.4434 | POCO | 0.34239 | 46532.8813 | Simple method | 40674.869
2021-01-01 | BOP_LV | Simple method region | 201643.0911 | 0.674 | 135907.4434 | POWN | 5.8906e-05 | 8.0058 | Simple method | 6.9979
2021-01-01 | BOP_LV | Simple method region | 201643.0911 | 0.674 | 135907.4434 | RAYN | 8.8161e-07 | 0.11982 | Simple method | 0.10473
2021-01-01 | BOP_LV | Simple method region | 201643.0911 | 0.674 | 135907.4434 | SCAN | 5.8613e-05 | 7.966 | Simple method | 6.9631
2021-01-01 | BOP_LV | Simple method region | 201643.0911 | 0.674 | 135907.4434 | SCGL | 1.7091e-06 | 0.23227 | Simple method | 0.20303
2021-01-01 | BOP_LV | Simple method region | 201643.0911 | 0.674 | 135907.4434 | SHPK | 5.5993e-07 | 0.076098 | Simple method | 0.066518
2021-01-01 | BOP_LV | Simple method region | 201643.0911 | 0.674 | 135907.4434 | SKOG | 0.23794 | 32337.3877 | Simple method | 28266.4424
2021-01-01 | BOP_LV | Simple method region | 201643.0911 | 0.674 | 135907.4434 | SOLE | 3.6377e-09 | 0.00049439 | Simple method | 0.00043215
2021-01-01 | BOP_LV | Simple method region | 201643.0911 | 0.674 | 135907.4434 | SOU2 | 0.025598 | 3479.0116 | Simple method | 3041.0398
2021-01-01 | BOP_LV | Simple method region | 201643.0911 | 0.674 | 135907.4434 | TARW | 0.00099091 | 134.6716 | Simple method | 117.7179
2021-01-01 | BOP_LV | Simple method region | 201643.0911 | 0.674 | 135907.4434 | TASM | 6.4779e-05 | 8.804 | Simple method | 7.6957
2021-01-01 | BOP_LV | Simple method region | 201643.0911 | 0.674 | 135907.4434 | TBOP | 2.2027e-06 | 0.29937 | Simple method | 0.26168
2021-01-01 | BOP_LV | Simple method region | 201643.0911 | 0.674 | 135907.4434 | TOD3 | 1.2398e-05 | 1.6849 | Simple method | 1.4728
2021-01-01 | BOP_LV | Simple method region | 201643.0911 | 0.674 | 135907.4434 | TOPE | 0.00021733 | 29.5362 | Simple method | 25.8179
2021-01-01 | BOP_LV | Simple method region | 201643.0911 | 0.674 | 135907.4434 | TRNZ | 6.1865e-05 | 8.4079 | Simple method | 7.3494
2021-01-01 | BOP_LV | Simple method region | 201643.0911 | 0.674 | 135907.4434 | TRUG | 0.071487 | 9715.6602 | Simple method | 8492.5583
2021-01-01 | BOP_LV | Simple method region | 201643.0911 | 0.674 | 135907.4434 | UNET | 0.0024541 | 333.5238 | Simple method | 291.5366
2021-01-01 | BOP_LV | Simple method region | 201643.0911 | 0.674 | 135907.4434 | UNIS | 0.081629 | 11093.9318 | Simple method | 9697.3197
2021-01-01 | BOP_LV | Simple method region | 201643.0911 | 0.674 | 135907.4434 | VECT | 0.027864 | 3786.8605 | Simple method | 3310.1336
2021-01-01 | BOP_LV | Simple method region | 201643.0911 | 0.674 | 135907.4434 | WAIP | 0.00032507 | 44.1796 | Simple method | 38.6179
2021-01-01 | BOP_LV | Simple method region | 201643.0911 | 0.674 | 135907.4434 | WATA | 3.0118e-05 | 4.0932 | Simple method | 3.5779
2021-01-01 | BOP_LV | Simple method region | 201643.0911 | 0.674 | 135907.4434 | WAV1 | 0.0010187 | 138.4525 | Simple method | 121.0227
2021-01-01 | BOP_LV | Simple method region | 201643.0911 | 0.674 | 135907.4434 | WELE | 0.0015193 | 206.4857 | Simple method | 180.4913
2021-01-01 | BOP_LV | Simple method region | 201643.0911 | 0.674 | 135907.4434 | WNST | 0.00033982 | 46.1844 | Simple method | 40.3702
2021-01-01 | BOP_LV | Simple method region | 201643.0911 | 0.674 | 135907.4434 | WPOW | 1.4312e-05 | 1.945 | Simple method | 1.7002
2021-01-01 | BOP_LV | Simple method region | 201643.0911 | 0.674 | 135907.4434 | WTOM | 0.00022284 | 30.285 | Simple method | 26.4724
2021-02-01 | BOP_LV | Simple method region | 253286.849 | 0.1953 | 49466.9216 | ALPE | 8.3612e-05 | 4.136 | Simple method | 3.6153
2021-02-01 | BOP_LV | Simple method region | 253286.849 | 0.1953 | 49466.9216 | BUEL | 3.4264e-06 | 0.1695 | Simple method | 0.14816
2021-02-01 | BOP_LV | Simple method region | 253286.849 | 0.1953 | 49466.9216 | CHBP | 8.3668e-05 | 4.1388 | Simple method | 3.6178
2021-02-01 | BOP_LV | Simple method region | 253286.849 | 0.1953 | 49466.9216 | COUP | 0.00051557 | 25.5037 | Simple method | 22.2931
2021-02-01 | BOP_LV | Simple method region | 253286.849 | 0.1953 | 49466.9216 | CTCT | 0.010721 | 530.3483 | Simple method | 463.5829
2021-02-01 | BOP_LV | Simple method region | 253286.849 | 0.1953 | 49466.9216 | DUNE | 8.4624e-05 | 4.1861 | Simple method | 3.6591
2021-02-01 | BOP_LV | Simple method region | 253286.849 | 0.1953 | 49466.9216 | EASH | 5.1538e-05 | 2.5494 | Simple method | 2.2285
2021-02-01 | BOP_LV | Simple method region | 253286.849 | 0.1953 | 49466.9216 | EAST | 0.00019441 | 9.617 | Simple method | 8.4063
2021-02-01 | BOP_LV | Simple method region | 253286.849 | 0.1953 | 49466.9216 | GENE | 0.012677 | 627.0924 | Simple method | 548.1479
2021-02-01 | BOP_LV | Simple method region | 253286.849 | 0.1953 | 49466.9216 | HORO | 0.00042958 | 21.2502 | Simple method | 18.575
2021-02-01 | BOP_LV | Simple method region | 253286.849 | 0.1953 | 49466.9216 | HRZE | 0.040057 | 1981.4935 | Simple method | 1732.0438
2021-02-01 | BOP_LV | Simple method region | 253286.849 | 0.1953 | 49466.9216 | KIWI | 2.6209e-06 | 0.12965 | Simple method | 0.11333
2021-02-01 | BOP_LV | Simple method region | 253286.849 | 0.1953 | 49466.9216 | KUPE | 4.3427e-05 | 2.1482 | Simple method | 1.8778
2021-02-01 | BOP_LV | Simple method region | 253286.849 | 0.1953 | 49466.9216 | MARL | 3.3019e-05 | 1.6334 | Simple method | 1.4277
2021-02-01 | BOP_LV | Simple method region | 253286.849 | 0.1953 | 49466.9216 | MELT | 4.525e-06 | 0.22384 | Simple method | 0.19566
2021-02-01 | BOP_LV | Simple method region | 253286.849 | 0.1953 | 49466.9216 | MELW | 6.1856e-07 | 0.030598 | Simple method | 0.026746
2021-02-01 | BOP_LV | Simple method region | 253286.849 | 0.1953 | 49466.9216 | MERI | 0.0065023 | 321.6477 | Simple method | 281.1556
2021-02-01 | BOP_LV | Simple method region | 253286.849 | 0.1953 | 49466.9216 | METH | 3.5139e-05 | 1.7382 | Simple method | 1.5194
2021-02-01 | BOP_LV | Simple method region | 253286.849 | 0.1953 | 49466.9216 | MPOW | 6.8852e-05 | 3.4059 | Simple method | 2.9771
2021-02-01 | BOP_LV | Simple method region | 253286.849 | 0.1953 | 49466.9216 | MRPL | 0.12456 | 6161.7248 | Simple method | 5386.0268
2021-02-01 | BOP_LV | Simple method region | 253286.849 | 0.1953 | 49466.9216 | MSVP | 0.0017397 | 86.0562 | Simple method | 75.2226
2021-02-01 | BOP_LV | Simple method region | 253286.849 | 0.1953 | 49466.9216 | NAPA | 0.0026517 | 131.1719 | Simple method | 114.6587
2021-02-01 | BOP_LV | Simple method region | 253286.849 | 0.1953 | 49466.9216 | NELS | 5.3998e-06 | 0.26711 | Simple method | 0.23349
2021-02-01 | BOP_LV | Simple method region | 253286.849 | 0.1953 | 49466.9216 | NPOW | 0.0016706 | 82.6408 | Simple method | 72.2371
2021-02-01 | BOP_LV | Simple method region | 253286.849 | 0.1953 | 49466.9216 | NTRG | 0.0016201 | 80.1431 | Simple method | 70.0539
2021-02-01 | BOP_LV | Simple method region | 253286.849 | 0.1953 | 49466.9216 | NZAS | 0.00017008 | 8.4135 | Simple method | 7.3543
2021-02-01 | BOP_LV | Simple method region | 253286.849 | 0.1953 | 49466.9216 | NZST | 0.00056919 | 28.1562 | Simple method | 24.6116
2021-02-01 | BOP_LV | Simple method region | 253286.849 | 0.1953 | 49466.9216 | OMVP | 5.6399e-05 | 2.7899 | Simple method | 2.4387
2021-02-01 | BOP_LV | Simple method region | 253286.849 | 0.1953 | 49466.9216 | ORON | 0.00035824 | 17.7208 | Simple method | 15.49
2021-02-01 | BOP_LV | Simple method region | 253286.849 | 0.1953 | 49466.9216 | PANP | 0.00070827 | 35.0359 | Simple method | 30.6253
2021-02-01 | BOP_LV | Simple method region | 253286.849 | 0.1953 | 49466.9216 | POCO | 0.34239 | 16936.8088 | Simple method | 14804.6384
2021-02-01 | BOP_LV | Simple method region | 253286.849 | 0.1953 | 49466.9216 | POWN | 5.8906e-05 | 2.9139 | Simple method | 2.5471
2021-02-01 | BOP_LV | Simple method region | 253286.849 | 0.1953 | 49466.9216 | RAYN | 8.8161e-07 | 0.04361 | Simple method | 0.03812
2021-02-01 | BOP_LV | Simple method region | 253286.849 | 0.1953 | 49466.9216 | SCAN | 5.8613e-05 | 2.8994 | Simple method | 2.5344
2021-02-01 | BOP_LV | Simple method region | 253286.849 | 0.1953 | 49466.9216 | SCGL | 1.7091e-06 | 0.084542 | Simple method | 0.073899
2021-02-01 | BOP_LV | Simple method region | 253286.849 | 0.1953 | 49466.9216 | SHPK | 5.5993e-07 | 0.027698 | Simple method | 0.024211
2021-02-01 | BOP_LV | Simple method region | 253286.849 | 0.1953 | 49466.9216 | SKOG | 0.23794 | 11770.003 | Simple method | 10288.2804
2021-02-01 | BOP_LV | Simple method region | 253286.849 | 0.1953 | 49466.9216 | SOLE | 3.6377e-09 | 0.00017995 | Simple method | 0.00015729
2021-02-01 | BOP_LV | Simple method region | 253286.849 | 0.1953 | 49466.9216 | SOU2 | 0.025598 | 1266.2735 | Simple method | 1106.8627
2021-02-01 | BOP_LV | Simple method region | 253286.849 | 0.1953 | 49466.9216 | TARW | 0.00099091 | 49.0171 | Simple method | 42.8464
2021-02-01 | BOP_LV | Simple method region | 253286.849 | 0.1953 | 49466.9216 | TASM | 6.4779e-05 | 3.2044 | Simple method | 2.801
2021-02-01 | BOP_LV | Simple method region | 253286.849 | 0.1953 | 49466.9216 | TBOP | 2.2027e-06 | 0.10896 | Simple method | 0.095245
2021-02-01 | BOP_LV | Simple method region | 253286.849 | 0.1953 | 49466.9216 | TOD3 | 1.2398e-05 | 0.61328 | Simple method | 0.53607
2021-02-01 | BOP_LV | Simple method region | 253286.849 | 0.1953 | 49466.9216 | TOPE | 0.00021733 | 10.7504 | Simple method | 9.3971
2021-02-01 | BOP_LV | Simple method region | 253286.849 | 0.1953 | 49466.9216 | TRNZ | 6.1865e-05 | 3.0603 | Simple method | 2.675
2021-02-01 | BOP_LV | Simple method region | 253286.849 | 0.1953 | 49466.9216 | TRUG | 0.071487 | 3536.2581 | Simple method | 3091.0795
2021-02-01 | BOP_LV | Simple method region | 253286.849 | 0.1953 | 49466.9216 | UNET | 0.0024541 | 121.3944 | Simple method | 106.112
2021-02-01 | BOP_LV | Simple method region | 253286.849 | 0.1953 | 49466.9216 | UNIS | 0.081629 | 4037.9147 | Simple method | 3529.5826
2021-02-01 | BOP_LV | Simple method region | 253286.849 | 0.1953 | 49466.9216 | VECT | 0.027864 | 1378.3228 | Simple method | 1204.8061
2021-02-01 | BOP_LV | Simple method region | 253286.849 | 0.1953 | 49466.9216 | WAIP | 0.00032507 | 16.0803 | Simple method | 14.0559
2021-02-01 | BOP_LV | Simple method region | 253286.849 | 0.1953 | 49466.9216 | WATA | 3.0118e-05 | 1.4898 | Simple method | 1.3023
2021-02-01 | BOP_LV | Simple method region | 253286.849 | 0.1953 | 49466.9216 | WAV1 | 0.0010187 | 50.3932 | Simple method | 44.0493
2021-02-01 | BOP_LV | Simple method region | 253286.849 | 0.1953 | 49466.9216 | WELE | 0.0015193 | 75.1557 | Simple method | 65.6943
2021-02-01 | BOP_LV | Simple method region | 253286.849 | 0.1953 | 49466.9216 | WNST | 0.00033982 | 16.81 | Simple method | 14.6938
2021-02-01 | BOP_LV | Simple method region | 253286.849 | 0.1953 | 49466.9216 | WPOW | 1.4312e-05 | 0.70795 | Simple method | 0.61882
2021-02-01 | BOP_LV | Simple method region | 253286.849 | 0.1953 | 49466.9216 | WTOM | 0.00022284 | 11.023 | Simple method | 9.6353
2021-03-01 | BOP_LV | Simple method region | 494311.3286 | 0.2048 | 101234.9601 | ALPE | 8.3612e-05 | 8.4644 | Simple method | 7.3988
2021-03-01 | BOP_LV | Simple method region | 494311.3286 | 0.2048 | 101234.9601 | BUEL | 3.4264e-06 | 0.34687 | Simple method | 0.30321
2021-03-01 | BOP_LV | Simple method region | 494311.3286 | 0.2048 | 101234.9601 | CHBP | 8.3668e-05 | 8.4701 | Simple method | 7.4038
2021-03-01 | BOP_LV | Simple method region | 494311.3286 | 0.2048 | 101234.9601 | COUP | 0.00051557 | 52.1938 | Simple method | 45.6232
2021-03-01 | BOP_LV | Simple method region | 494311.3286 | 0.2048 | 101234.9601 | CTCT | 0.010721 | 1085.3674 | Simple method | 948.7308
2021-03-01 | BOP_LV | Simple method region | 494311.3286 | 0.2048 | 101234.9601 | DUNE | 8.4624e-05 | 8.5669 | Simple method | 7.4884
2021-03-01 | BOP_LV | Simple method region | 494311.3286 | 0.2048 | 101234.9601 | EASH | 5.1538e-05 | 5.2175 | Simple method | 4.5607
2021-03-01 | BOP_LV | Simple method region | 494311.3286 | 0.2048 | 101234.9601 | EAST | 0.00019441 | 19.6814 | Simple method | 17.2037
2021-03-01 | BOP_LV | Simple method region | 494311.3286 | 0.2048 | 101234.9601 | GENE | 0.012677 | 1283.3561 | Simple method | 1121.7947
2021-03-01 | BOP_LV | Simple method region | 494311.3286 | 0.2048 | 101234.9601 | HORO | 0.00042958 | 43.489 | Simple method | 38.0142
2021-03-01 | BOP_LV | Simple method region | 494311.3286 | 0.2048 | 101234.9601 | HRZE | 0.040057 | 4055.1627 | Simple method | 3544.6593
2021-03-01 | BOP_LV | Simple method region | 494311.3286 | 0.2048 | 101234.9601 | KIWI | 2.6209e-06 | 0.26533 | Simple method | 0.23193
2021-03-01 | BOP_LV | Simple method region | 494311.3286 | 0.2048 | 101234.9601 | KUPE | 4.3427e-05 | 4.3963 | Simple method | 3.8429
2021-03-01 | BOP_LV | Simple method region | 494311.3286 | 0.2048 | 101234.9601 | MARL | 3.3019e-05 | 3.3427 | Simple method | 2.9219
2021-03-01 | BOP_LV | Simple method region | 494311.3286 | 0.2048 | 101234.9601 | MELT | 4.525e-06 | 0.45809 | Simple method | 0.40042
2021-03-01 | BOP_LV | Simple method region | 494311.3286 | 0.2048 | 101234.9601 | MELW | 6.1856e-07 | 0.06262 | Simple method | 0.054736
2021-03-01 | BOP_LV | Simple method region | 494311.3286 | 0.2048 | 101234.9601 | MERI | 0.0065023 | 658.258 | Simple method | 575.39
2021-03-01 | BOP_LV | Simple method region | 494311.3286 | 0.2048 | 101234.9601 | METH | 3.5139e-05 | 3.5573 | Simple method | 3.1095
2021-03-01 | BOP_LV | Simple method region | 494311.3286 | 0.2048 | 101234.9601 | MPOW | 6.8852e-05 | 6.9702 | Simple method | 6.0928
2021-03-01 | BOP_LV | Simple method region | 494311.3286 | 0.2048 | 101234.9601 | MRPL | 0.12456 | 12610.0825 | Simple method | 11022.6025
2021-03-01 | BOP_LV | Simple method region | 494311.3286 | 0.2048 | 101234.9601 | MSVP | 0.0017397 | 176.1155 | Simple method | 153.9444
2021-03-01 | BOP_LV | Simple method region | 494311.3286 | 0.2048 | 101234.9601 | NAPA | 0.0026517 | 268.4457 | Simple method | 234.6511
2021-03-01 | BOP_LV | Simple method region | 494311.3286 | 0.2048 | 101234.9601 | NELS | 5.3998e-06 | 0.54665 | Simple method | 0.47784
2021-03-01 | BOP_LV | Simple method region | 494311.3286 | 0.2048 | 101234.9601 | NPOW | 0.0016706 | 169.1258 | Simple method | 147.8346
2021-03-01 | BOP_LV | Simple method region | 494311.3286 | 0.2048 | 101234.9601 | NTRG | 0.0016201 | 164.0144 | Simple method | 143.3667
2021-03-01 | BOP_LV | Simple method region | 494311.3286 | 0.2048 | 101234.9601 | NZAS | 0.00017008 | 17.2183 | Simple method | 15.0507
2021-03-01 | BOP_LV | Simple method region | 494311.3286 | 0.2048 | 101234.9601 | NZST | 0.00056919 | 57.6221 | Simple method | 50.3681
2021-03-01 | BOP_LV | Simple method region | 494311.3286 | 0.2048 | 101234.9601 | OMVP | 5.6399e-05 | 5.7095 | Simple method | 4.9908
2021-03-01 | BOP_LV | Simple method region | 494311.3286 | 0.2048 | 101234.9601 | ORON | 0.00035824 | 36.266 | Simple method | 31.7005
2021-03-01 | BOP_LV | Simple method region | 494311.3286 | 0.2048 | 101234.9601 | PANP | 0.00070827 | 71.7017 | Simple method | 62.6752
2021-03-01 | BOP_LV | Simple method region | 494311.3286 | 0.2048 | 101234.9601 | POCO | 0.34239 | 34661.4892 | Simple method | 30297.9633
2021-03-01 | BOP_LV | Simple method region | 494311.3286 | 0.2048 | 101234.9601 | POWN | 5.8906e-05 | 5.9634 | Simple method | 5.2126
2021-03-01 | BOP_LV | Simple method region | 494311.3286 | 0.2048 | 101234.9601 | RAYN | 8.8161e-07 | 0.08925 | Simple method | 0.078014
2021-03-01 | BOP_LV | Simple method region | 494311.3286 | 0.2048 | 101234.9601 | SCAN | 5.8613e-05 | 5.9337 | Simple method | 5.1867
2021-03-01 | BOP_LV | Simple method region | 494311.3286 | 0.2048 | 101234.9601 | SCGL | 1.7091e-06 | 0.17302 | Simple method | 0.15124
2021-03-01 | BOP_LV | Simple method region | 494311.3286 | 0.2048 | 101234.9601 | SHPK | 5.5993e-07 | 0.056684 | Simple method | 0.049548
2021-03-01 | BOP_LV | Simple method region | 494311.3286 | 0.2048 | 101234.9601 | SKOG | 0.23794 | 24087.5265 | Simple method | 21055.1541
2021-03-01 | BOP_LV | Simple method region | 494311.3286 | 0.2048 | 101234.9601 | SOLE | 3.6377e-09 | 0.00036826 | Simple method | 0.0003219
2021-03-01 | BOP_LV | Simple method region | 494311.3286 | 0.2048 | 101234.9601 | SOU2 | 0.025598 | 2591.4519 | Simple method | 2265.2147
2021-03-01 | BOP_LV | Simple method region | 494311.3286 | 0.2048 | 101234.9601 | TARW | 0.00099091 | 100.3144 | Simple method | 87.6859
2021-03-01 | BOP_LV | Simple method region | 494311.3286 | 0.2048 | 101234.9601 | TASM | 6.4779e-05 | 6.5579 | Simple method | 5.7324
2021-03-01 | BOP_LV | Simple method region | 494311.3286 | 0.2048 | 101234.9601 | TBOP | 2.2027e-06 | 0.22299 | Simple method | 0.19492
2021-03-01 | BOP_LV | Simple method region | 494311.3286 | 0.2048 | 101234.9601 | TOD3 | 1.2398e-05 | 1.2551 | Simple method | 1.0971
2021-03-01 | BOP_LV | Simple method region | 494311.3286 | 0.2048 | 101234.9601 | TOPE | 0.00021733 | 22.001 | Simple method | 19.2313
2021-03-01 | BOP_LV | Simple method region | 494311.3286 | 0.2048 | 101234.9601 | TRNZ | 6.1865e-05 | 6.2629 | Simple method | 5.4744
2021-03-01 | BOP_LV | Simple method region | 494311.3286 | 0.2048 | 101234.9601 | TRUG | 0.071487 | 7237.0169 | Simple method | 6325.9508
2021-03-01 | BOP_LV | Simple method region | 494311.3286 | 0.2048 | 101234.9601 | UNET | 0.0024541 | 248.4358 | Simple method | 217.1602
2021-03-01 | BOP_LV | Simple method region | 494311.3286 | 0.2048 | 101234.9601 | UNIS | 0.081629 | 8263.6662 | Simple method | 7223.3554
2021-03-01 | BOP_LV | Simple method region | 494311.3286 | 0.2048 | 101234.9601 | VECT | 0.027864 | 2820.7629 | Simple method | 2465.6578
2021-03-01 | BOP_LV | Simple method region | 494311.3286 | 0.2048 | 101234.9601 | WAIP | 0.00032507 | 32.9086 | Simple method | 28.7657
2021-03-01 | BOP_LV | Simple method region | 494311.3286 | 0.2048 | 101234.9601 | WATA | 3.0118e-05 | 3.049 | Simple method | 2.6651
2021-03-01 | BOP_LV | Simple method region | 494311.3286 | 0.2048 | 101234.9601 | WAV1 | 0.0010187 | 103.1307 | Simple method | 90.1476
2021-03-01 | BOP_LV | Simple method region | 494311.3286 | 0.2048 | 101234.9601 | WELE | 0.0015193 | 153.8074 | Simple method | 134.4447
2021-03-01 | BOP_LV | Simple method region | 494311.3286 | 0.2048 | 101234.9601 | WNST | 0.00033982 | 34.4019 | Simple method | 30.071
2021-03-01 | BOP_LV | Simple method region | 494311.3286 | 0.2048 | 101234.9601 | WPOW | 1.4312e-05 | 1.4488 | Simple method | 1.2664
2021-03-01 | BOP_LV | Simple method region | 494311.3286 | 0.2048 | 101234.9601 | WTOM | 0.00022284 | 22.5587 | Simple method | 19.7188
2020-04-01 | CML_LV | Simple method region | 5849.0975 | 2.1412 | 12524.0876 | ALPE | 0 | 0 | Simple method | 0
2020-04-01 | CML_LV | Simple method region | 5849.0975 | 2.1412 | 12524.0876 | BUEL | 0 | 0 | Simple method | 0
2020-04-01 | CML_LV | Simple method region | 5849.0975 | 2.1412 | 12524.0876 | CHBP | 0 | 0 | Simple method | 0
2020-04-01 | CML_LV | Simple method region | 5849.0975 | 2.1412 | 12524.0876 | COUP | 0 | 0 | Simple method | 0
2020-04-01 | CML_LV | Simple method region | 5849.0975 | 2.1412 | 12524.0876 | CTCT | 0.036726 | 459.963 | Simple method | 402.0584
2020-04-01 | CML_LV | Simple method region | 5849.0975 | 2.1412 | 12524.0876 | DUNE | 0.45068 | 5644.3543 | Simple method | 4933.788
2020-04-01 | CML_LV | Simple method region | 5849.0975 | 2.1412 | 12524.0876 | EASH | 0 | 0 | Simple method | 0
2020-04-01 | CML_LV | Simple method region | 5849.0975 | 2.1412 | 12524.0876 | EAST | 0 | 0 | Simple method | 0
2020-04-01 | CML_LV | Simple method region | 5849.0975 | 2.1412 | 12524.0876 | GENE | 0.045814 | 573.7769 | Simple method | 501.5442
2020-04-01 | CML_LV | Simple method region | 5849.0975 | 2.1412 | 12524.0876 | HORO | 9.2341e-07 | 0.011565 | Simple method | 0.010109
2020-04-01 | CML_LV | Simple method region | 5849.0975 | 2.1412 | 12524.0876 | HRZE | 4.2757e-06 | 0.05355 | Simple method | 0.046808
2020-04-01 | CML_LV | Simple method region | 5849.0975 | 2.1412 | 12524.0876 | KIWI | 4.6885e-06 | 0.058719 | Simple method | 0.051327
2020-04-01 | CML_LV | Simple method region | 5849.0975 | 2.1412 | 12524.0876 | KUPE | 0 | 0 | Simple method | 0
2020-04-01 | CML_LV | Simple method region | 5849.0975 | 2.1412 | 12524.0876 | MARL | 0 | 0 | Simple method | 0
2020-04-01 | CML_LV | Simple method region | 5849.0975 | 2.1412 | 12524.0876 | MELT | 7.881e-06 | 0.098702 | Simple method | 0.086276
2020-04-01 | CML_LV | Simple method region | 5849.0975 | 2.1412 | 12524.0876 | MELW | 2.4486e-07 | 0.0030666 | Simple method | 0.0026805
2020-04-01 | CML_LV | Simple method region | 5849.0975 | 2.1412 | 12524.0876 | MERI | 0.41289 | 5171.0394 | Simple method | 4520.0586
2020-04-01 | CML_LV | Simple method region | 5849.0975 | 2.1412 | 12524.0876 | METH | 0 | 0 | Simple method | 0
2020-04-01 | CML_LV | Simple method region | 5849.0975 | 2.1412 | 12524.0876 | MPOW | 0 | 0 | Simple method | 0
2020-04-01 | CML_LV | Simple method region | 5849.0975 | 2.1412 | 12524.0876 | MRPL | 0.0027025 | 33.8466 | Simple method | 29.5857
2020-04-01 | CML_LV | Simple method region | 5849.0975 | 2.1412 | 12524.0876 | MSVP | 0.00073045 | 9.1482 | Simple method | 7.9965
2020-04-01 | CML_LV | Simple method region | 5849.0975 | 2.1412 | 12524.0876 | NAPA | 0.0011139 | 13.9503 | Simple method | 12.1941
2020-04-01 | CML_LV | Simple method region | 5849.0975 | 2.1412 | 12524.0876 | NELS | 0 | 0 | Simple method | 0
2020-04-01 | CML_LV | Simple method region | 5849.0975 | 2.1412 | 12524.0876 | NPOW | 0 | 0 | Simple method | 0
2020-04-01 | CML_LV | Simple method region | 5849.0975 | 2.1412 | 12524.0876 | NTRG | 0.00068058 | 8.5236 | Simple method | 7.4506
2020-04-01 | CML_LV | Simple method region | 5849.0975 | 2.1412 | 12524.0876 | NZAS | 0 | 0 | Simple method | 0
2020-04-01 | CML_LV | Simple method region | 5849.0975 | 2.1412 | 12524.0876 | NZST | 3.0948e-15 | 3.876e-11 | Simple method | 3.388e-11
2020-04-01 | CML_LV | Simple method region | 5849.0975 | 2.1412 | 12524.0876 | OMVP | 0 | 0 | Simple method | 0
2020-04-01 | CML_LV | Simple method region | 5849.0975 | 2.1412 | 12524.0876 | ORON | 0 | 0 | Simple method | 0
2020-04-01 | CML_LV | Simple method region | 5849.0975 | 2.1412 | 12524.0876 | PANP | 0 | 0 | Simple method | 0
2020-04-01 | CML_LV | Simple method region | 5849.0975 | 2.1412 | 12524.0876 | POCO | 6.5639e-06 | 0.082206 | Simple method | 0.071857
2020-04-01 | CML_LV | Simple method region | 5849.0975 | 2.1412 | 12524.0876 | POWN | 0.047127 | 590.2188 | Simple method | 515.9163
2020-04-01 | CML_LV | Simple method region | 5849.0975 | 2.1412 | 12524.0876 | RAYN | 0 | 0 | Simple method | 0
2020-04-01 | CML_LV | Simple method region | 5849.0975 | 2.1412 | 12524.0876 | SCAN | 0 | 0 | Simple method | 0
2020-04-01 | CML_LV | Simple method region | 5849.0975 | 2.1412 | 12524.0876 | SCGL | 2.3202e-14 | 2.9058e-10 | Simple method | 2.54e-10
2020-04-01 | CML_LV | Simple method region | 5849.0975 | 2.1412 | 12524.0876 | SHPK | 0 | 0 | Simple method | 0
2020-04-01 | CML_LV | Simple method region | 5849.0975 | 2.1412 | 12524.0876 | SKOG | 0.00013517 | 1.6929 | Simple method | 1.4797
2020-04-01 | CML_LV | Simple method region | 5849.0975 | 2.1412 | 12524.0876 | SOLE | 0 | 0 | Simple method | 0
2020-04-01 | CML_LV | Simple method region | 5849.0975 | 2.1412 | 12524.0876 | SOU2 | 1.4493e-05 | 0.18152 | Simple method | 0.15867
2020-04-01 | CML_LV | Simple method region | 5849.0975 | 2.1412 | 12524.0876 | TARW | 0.00041606 | 5.2108 | Simple method | 4.5548
2020-04-01 | CML_LV | Simple method region | 5849.0975 | 2.1412 | 12524.0876 | TASM | 0 | 0 | Simple method | 0
2020-04-01 | CML_LV | Simple method region | 5849.0975 | 2.1412 | 12524.0876 | TBOP | 4.1512e-06 | 0.05199 | Simple method | 0.045445
2020-04-01 | CML_LV | Simple method region | 5849.0975 | 2.1412 | 12524.0876 | TOD3 | 2.18e-05 | 0.27302 | Simple method | 0.23865
2020-04-01 | CML_LV | Simple method region | 5849.0975 | 2.1412 | 12524.0876 | TOPE | 0 | 0 | Simple method | 0
2020-04-01 | CML_LV | Simple method region | 5849.0975 | 2.1412 | 12524.0876 | TRNZ | 2.9704e-07 | 0.0037201 | Simple method | 0.0032518
2020-04-01 | CML_LV | Simple method region | 5849.0975 | 2.1412 | 12524.0876 | TRUG | 9.8768e-05 | 1.237 | Simple method | 1.0813
2020-04-01 | CML_LV | Simple method region | 5849.0975 | 2.1412 | 12524.0876 | UNET | 9.4771e-05 | 1.1869 | Simple method | 1.0375
2020-04-01 | CML_LV | Simple method region | 5849.0975 | 2.1412 | 12524.0876 | UNIS | 0.00021625 | 2.7083 | Simple method | 2.3673
2020-04-01 | CML_LV | Simple method region | 5849.0975 | 2.1412 | 12524.0876 | VECT | 0 | 0 | Simple method | 0
2020-04-01 | CML_LV | Simple method region | 5849.0975 | 2.1412 | 12524.0876 | WAIP | 0 | 0 | Simple method | 0
2020-04-01 | CML_LV | Simple method region | 5849.0975 | 2.1412 | 12524.0876 | WATA | 0 | 0 | Simple method | 0
2020-04-01 | CML_LV | Simple method region | 5849.0975 | 2.1412 | 12524.0876 | WAV1 | 0.00042774 | 5.357 | Simple method | 4.6826
2020-04-01 | CML_LV | Simple method region | 5849.0975 | 2.1412 | 12524.0876 | WELE | 8.4097e-05 | 1.0532 | Simple method | 0.92065
2020-04-01 | CML_LV | Simple method region | 5849.0975 | 2.1412 | 12524.0876 | WNST | 0 | 0 | Simple method | 0
2020-04-01 | CML_LV | Simple method region | 5849.0975 | 2.1412 | 12524.0876 | WPOW | 0 | 0 | Simple method | 0
2020-04-01 | CML_LV | Simple method region | 5849.0975 | 2.1412 | 12524.0876 | WTOM | 1.78e-07 | 0.0022293 | Simple method | 0.0019487
2020-05-01 | CML_LV | Simple method region | 40970.1647 | 0.3989 | 16342.9987 | ALPE | 0 | 0 | Simple method | 0
2020-05-01 | CML_LV | Simple method region | 40970.1647 | 0.3989 | 16342.9987 | BUEL | 0 | 0 | Simple method | 0
2020-05-01 | CML_LV | Simple method region | 40970.1647 | 0.3989 | 16342.9987 | CHBP | 0 | 0 | Simple method | 0
2020-05-01 | CML_LV | Simple method region | 40970.1647 | 0.3989 | 16342.9987 | COUP | 0 | 0 | Simple method | 0
2020-05-01 | CML_LV | Simple method region | 40970.1647 | 0.3989 | 16342.9987 | CTCT | 0.036726 | 600.2174 | Simple method | 524.6562
2020-05-01 | CML_LV | Simple method region | 40970.1647 | 0.3989 | 16342.9987 | DUNE | 0.45068 | 7365.4608 | Simple method | 6438.2248
2020-05-01 | CML_LV | Simple method region | 40970.1647 | 0.3989 | 16342.9987 | EASH | 0 | 0 | Simple method | 0
2020-05-01 | CML_LV | Simple method region | 40970.1647 | 0.3989 | 16342.9987 | EAST | 0 | 0 | Simple method | 0
2020-05-01 | CML_LV | Simple method region | 40970.1647 | 0.3989 | 16342.9987 | GENE | 0.045814 | 748.7359 | Simple method | 654.4778
2020-05-01 | CML_LV | Simple method region | 40970.1647 | 0.3989 | 16342.9987 | HORO | 9.2341e-07 | 0.015091 | Simple method | 0.013191
2020-05-01 | CML_LV | Simple method region | 40970.1647 | 0.3989 | 16342.9987 | HRZE | 4.2757e-06 | 0.069878 | Simple method | 0.061081
2020-05-01 | CML_LV | Simple method region | 40970.1647 | 0.3989 | 16342.9987 | KIWI | 4.6885e-06 | 0.076623 | Simple method | 0.066977
2020-05-01 | CML_LV | Simple method region | 40970.1647 | 0.3989 | 16342.9987 | KUPE | 0 | 0 | Simple method | 0
2020-05-01 | CML_LV | Simple method region | 40970.1647 | 0.3989 | 16342.9987 | MARL | 0 | 0 | Simple method | 0
2020-05-01 | CML_LV | Simple method region | 40970.1647 | 0.3989 | 16342.9987 | MELT | 7.881e-06 | 0.1288 | Simple method | 0.11258
2020-05-01 | CML_LV | Simple method region | 40970.1647 | 0.3989 | 16342.9987 | MELW | 2.4486e-07 | 0.0040017 | Simple method | 0.0034979
2020-05-01 | CML_LV | Simple method region | 40970.1647 | 0.3989 | 16342.9987 | MERI | 0.41289 | 6747.8201 | Simple method | 5898.3388
2020-05-01 | CML_LV | Simple method region | 40970.1647 | 0.3989 | 16342.9987 | METH | 0 | 0 | Simple method | 0
2020-05-01 | CML_LV | Simple method region | 40970.1647 | 0.3989 | 16342.9987 | MPOW | 0 | 0 | Simple method | 0
2020-05-01 | CML_LV | Simple method region | 40970.1647 | 0.3989 | 16342.9987 | MRPL | 0.0027025 | 44.1673 | Simple method | 38.6071
2020-05-01 | CML_LV | Simple method region | 40970.1647 | 0.3989 | 16342.9987 | MSVP | 0.00073045 | 11.9377 | Simple method | 10.4349
2020-05-01 | CML_LV | Simple method region | 40970.1647 | 0.3989 | 16342.9987 | NAPA | 0.0011139 | 18.2041 | Simple method | 15.9124
2020-05-01 | CML_LV | Simple method region | 40970.1647 | 0.3989 | 16342.9987 | NELS | 0 | 0 | Simple method | 0
2020-05-01 | CML_LV | Simple method region | 40970.1647 | 0.3989 | 16342.9987 | NPOW | 0 | 0 | Simple method | 0
2020-05-01 | CML_LV | Simple method region | 40970.1647 | 0.3989 | 16342.9987 | NTRG | 0.00068058 | 11.1227 | Simple method | 9.7225
2020-05-01 | CML_LV | Simple method region | 40970.1647 | 0.3989 | 16342.9987 | NZAS | 0 | 0 | Simple method | 0
2020-05-01 | CML_LV | Simple method region | 40970.1647 | 0.3989 | 16342.9987 | NZST | 3.0948e-15 | 5.0579e-11 | Simple method | 4.4211e-11
2020-05-01 | CML_LV | Simple method region | 40970.1647 | 0.3989 | 16342.9987 | OMVP | 0 | 0 | Simple method | 0
2020-05-01 | CML_LV | Simple method region | 40970.1647 | 0.3989 | 16342.9987 | ORON | 0 | 0 | Simple method | 0
2020-05-01 | CML_LV | Simple method region | 40970.1647 | 0.3989 | 16342.9987 | PANP | 0 | 0 | Simple method | 0
2020-05-01 | CML_LV | Simple method region | 40970.1647 | 0.3989 | 16342.9987 | POCO | 6.5639e-06 | 0.10727 | Simple method | 0.093769
2020-05-01 | CML_LV | Simple method region | 40970.1647 | 0.3989 | 16342.9987 | POWN | 0.047127 | 770.1915 | Simple method | 673.2323
2020-05-01 | CML_LV | Simple method region | 40970.1647 | 0.3989 | 16342.9987 | RAYN | 0 | 0 | Simple method | 0
2020-05-01 | CML_LV | Simple method region | 40970.1647 | 0.3989 | 16342.9987 | SCAN | 0 | 0 | Simple method | 0
2020-05-01 | CML_LV | Simple method region | 40970.1647 | 0.3989 | 16342.9987 | SCGL | 2.3202e-14 | 3.7919e-10 | Simple method | 3.3145e-10
2020-05-01 | CML_LV | Simple method region | 40970.1647 | 0.3989 | 16342.9987 | SHPK | 0 | 0 | Simple method | 0
2020-05-01 | CML_LV | Simple method region | 40970.1647 | 0.3989 | 16342.9987 | SKOG | 0.00013517 | 2.209 | Simple method | 1.931
2020-05-01 | CML_LV | Simple method region | 40970.1647 | 0.3989 | 16342.9987 | SOLE | 0 | 0 | Simple method | 0
2020-05-01 | CML_LV | Simple method region | 40970.1647 | 0.3989 | 16342.9987 | SOU2 | 1.4493e-05 | 0.23687 | Simple method | 0.20705
2020-05-01 | CML_LV | Simple method region | 40970.1647 | 0.3989 | 16342.9987 | TARW | 0.00041606 | 6.7996 | Simple method | 5.9436
2020-05-01 | CML_LV | Simple method region | 40970.1647 | 0.3989 | 16342.9987 | TASM | 0 | 0 | Simple method | 0
2020-05-01 | CML_LV | Simple method region | 40970.1647 | 0.3989 | 16342.9987 | TBOP | 4.1512e-06 | 0.067843 | Simple method | 0.059302
2020-05-01 | CML_LV | Simple method region | 40970.1647 | 0.3989 | 16342.9987 | TOD3 | 2.18e-05 | 0.35628 | Simple method | 0.31142
2020-05-01 | CML_LV | Simple method region | 40970.1647 | 0.3989 | 16342.9987 | TOPE | 0 | 0 | Simple method | 0
2020-05-01 | CML_LV | Simple method region | 40970.1647 | 0.3989 | 16342.9987 | TRNZ | 2.9704e-07 | 0.0048545 | Simple method | 0.0042433
2020-05-01 | CML_LV | Simple method region | 40970.1647 | 0.3989 | 16342.9987 | TRUG | 9.8768e-05 | 1.6142 | Simple method | 1.411
2020-05-01 | CML_LV | Simple method region | 40970.1647 | 0.3989 | 16342.9987 | UNET | 9.4771e-05 | 1.5488 | Simple method | 1.3539
2020-05-01 | CML_LV | Simple method region | 40970.1647 | 0.3989 | 16342.9987 | UNIS | 0.00021625 | 3.5341 | Simple method | 3.0892
2020-05-01 | CML_LV | Simple method region | 40970.1647 | 0.3989 | 16342.9987 | VECT | 0 | 0 | Simple method | 0
2020-05-01 | CML_LV | Simple method region | 40970.1647 | 0.3989 | 16342.9987 | WAIP | 0 | 0 | Simple method | 0
2020-05-01 | CML_LV | Simple method region | 40970.1647 | 0.3989 | 16342.9987 | WATA | 0 | 0 | Simple method | 0
2020-05-01 | CML_LV | Simple method region | 40970.1647 | 0.3989 | 16342.9987 | WAV1 | 0.00042774 | 6.9905 | Simple method | 6.1105
2020-05-01 | CML_LV | Simple method region | 40970.1647 | 0.3989 | 16342.9987 | WELE | 8.4097e-05 | 1.3744 | Simple method | 1.2014
2020-05-01 | CML_LV | Simple method region | 40970.1647 | 0.3989 | 16342.9987 | WNST | 0 | 0 | Simple method | 0
2020-05-01 | CML_LV | Simple method region | 40970.1647 | 0.3989 | 16342.9987 | WPOW | 0 | 0 | Simple method | 0
2020-05-01 | CML_LV | Simple method region | 40970.1647 | 0.3989 | 16342.9987 | WTOM | 1.78e-07 | 0.0029091 | Simple method | 0.0025429
2020-06-01 | CML_LV | Simple method region | 85552.619 | 0.4449 | 38062.3602 | ALPE | 0 | 0 | Simple method | 0
2020-06-01 | CML_LV | Simple method region | 85552.619 | 0.4449 | 38062.3602 | BUEL | 0 | 0 | Simple method | 0
2020-06-01 | CML_LV | Simple method region | 85552.619 | 0.4449 | 38062.3602 | CHBP | 0 | 0 | Simple method | 0
2020-06-01 | CML_LV | Simple method region | 85552.619 | 0.4449 | 38062.3602 | COUP | 0 | 0 | Simple method | 0
2020-06-01 | CML_LV | Simple method region | 85552.619 | 0.4449 | 38062.3602 | CTCT | 0.036726 | 1397.8886 | Simple method | 1221.9088
2020-06-01 | CML_LV | Simple method region | 85552.619 | 0.4449 | 38062.3602 | DUNE | 0.45068 | 17153.9401 | Simple method | 14994.435
2020-06-01 | CML_LV | Simple method region | 85552.619 | 0.4449 | 38062.3602 | EASH | 0 | 0 | Simple method | 0
2020-06-01 | CML_LV | Simple method region | 85552.619 | 0.4449 | 38062.3602 | EAST | 0 | 0 | Simple method | 0
2020-06-01 | CML_LV | Simple method region | 85552.619 | 0.4449 | 38062.3602 | GENE | 0.045814 | 1743.7838 | Simple method | 1524.2593
2020-06-01 | CML_LV | Simple method region | 85552.619 | 0.4449 | 38062.3602 | HORO | 9.2341e-07 | 0.035147 | Simple method | 0.030722
2020-06-01 | CML_LV | Simple method region | 85552.619 | 0.4449 | 38062.3602 | HRZE | 4.2757e-06 | 0.16274 | Simple method | 0.14226
2020-06-01 | CML_LV | Simple method region | 85552.619 | 0.4449 | 38062.3602 | KIWI | 4.6885e-06 | 0.17845 | Simple method | 0.15599
2020-06-01 | CML_LV | Simple method region | 85552.619 | 0.4449 | 38062.3602 | KUPE | 0 | 0 | Simple method | 0
2020-06-01 | CML_LV | Simple method region | 85552.619 | 0.4449 | 38062.3602 | MARL | 0 | 0 | Simple method | 0
2020-06-01 | CML_LV | Simple method region | 85552.619 | 0.4449 | 38062.3602 | MELT | 7.881e-06 | 0.29997 | Simple method | 0.26221
2020-06-01 | CML_LV | Simple method region | 85552.619 | 0.4449 | 38062.3602 | MELW | 2.4486e-07 | 0.0093198 | Simple method | 0.0081465
2020-06-01 | CML_LV | Simple method region | 85552.619 | 0.4449 | 38062.3602 | MERI | 0.41289 | 15715.4733 | Simple method | 13737.0565
2020-06-01 | CML_LV | Simple method region | 85552.619 | 0.4449 | 38062.3602 | METH | 0 | 0 | Simple method | 0
2020-06-01 | CML_LV | Simple method region | 85552.619 | 0.4449 | 38062.3602 | MPOW | 0 | 0 | Simple method | 0
2020-06-01 | CML_LV | Simple method region | 85552.619 | 0.4449 | 38062.3602 | MRPL | 0.0027025 | 102.8644 | Simple method | 89.9148
2020-06-01 | CML_LV | Simple method region | 85552.619 | 0.4449 | 38062.3602 | MSVP | 0.00073045 | 27.8025 | Simple method | 24.3025
2020-06-01 | CML_LV | Simple method region | 85552.619 | 0.4449 | 38062.3602 | NAPA | 0.0011139 | 42.3967 | Simple method | 37.0594
2020-06-01 | CML_LV | Simple method region | 85552.619 | 0.4449 | 38062.3602 | NELS | 0 | 0 | Simple method | 0
2020-06-01 | CML_LV | Simple method region | 85552.619 | 0.4449 | 38062.3602 | NPOW | 0 | 0 | Simple method | 0
2020-06-01 | CML_LV | Simple method region | 85552.619 | 0.4449 | 38062.3602 | NTRG | 0.00068058 | 25.9045 | Simple method | 22.6434
2020-06-01 | CML_LV | Simple method region | 85552.619 | 0.4449 | 38062.3602 | NZAS | 0 | 0 | Simple method | 0
2020-06-01 | CML_LV | Simple method region | 85552.619 | 0.4449 | 38062.3602 | NZST | 3.0948e-15 | 1.178e-10 | Simple method | 1.0297e-10
2020-06-01 | CML_LV | Simple method region | 85552.619 | 0.4449 | 38062.3602 | OMVP | 0 | 0 | Simple method | 0
2020-06-01 | CML_LV | Simple method region | 85552.619 | 0.4449 | 38062.3602 | ORON | 0 | 0 | Simple method | 0
2020-06-01 | CML_LV | Simple method region | 85552.619 | 0.4449 | 38062.3602 | PANP | 0 | 0 | Simple method | 0
2020-06-01 | CML_LV | Simple method region | 85552.619 | 0.4449 | 38062.3602 | POCO | 6.5639e-06 | 0.24984 | Simple method | 0.21838
2020-06-01 | CML_LV | Simple method region | 85552.619 | 0.4449 | 38062.3602 | POWN | 0.047127 | 1793.7532 | Simple method | 1567.938
2020-06-01 | CML_LV | Simple method region | 85552.619 | 0.4449 | 38062.3602 | RAYN | 0 | 0 | Simple method | 0
2020-06-01 | CML_LV | Simple method region | 85552.619 | 0.4449 | 38062.3602 | SCAN | 0 | 0 | Simple method | 0
2020-06-01 | CML_LV | Simple method region | 85552.619 | 0.4449 | 38062.3602 | SCGL | 2.3202e-14 | 8.8312e-10 | Simple method | 7.7194e-10
2020-06-01 | CML_LV | Simple method region | 85552.619 | 0.4449 | 38062.3602 | SHPK | 0 | 0 | Simple method | 0
2020-06-01 | CML_LV | Simple method region | 85552.619 | 0.4449 | 38062.3602 | SKOG | 0.00013517 | 5.1448 | Simple method | 4.4971
2020-06-01 | CML_LV | Simple method region | 85552.619 | 0.4449 | 38062.3602 | SOLE | 0 | 0 | Simple method | 0
2020-06-01 | CML_LV | Simple method region | 85552.619 | 0.4449 | 38062.3602 | SOU2 | 1.4493e-05 | 0.55166 | Simple method | 0.48221
2020-06-01 | CML_LV | Simple method region | 85552.619 | 0.4449 | 38062.3602 | TARW | 0.00041606 | 15.8362 | Simple method | 13.8426
2020-06-01 | CML_LV | Simple method region | 85552.619 | 0.4449 | 38062.3602 | TASM | 0 | 0 | Simple method | 0
2020-06-01 | CML_LV | Simple method region | 85552.619 | 0.4449 | 38062.3602 | TBOP | 4.1512e-06 | 0.158 | Simple method | 0.13811
2020-06-01 | CML_LV | Simple method region | 85552.619 | 0.4449 | 38062.3602 | TOD3 | 2.18e-05 | 0.82976 | Simple method | 0.7253
2020-06-01 | CML_LV | Simple method region | 85552.619 | 0.4449 | 38062.3602 | TOPE | 0 | 0 | Simple method | 0
2020-06-01 | CML_LV | Simple method region | 85552.619 | 0.4449 | 38062.3602 | TRNZ | 2.9704e-07 | 0.011306 | Simple method | 0.0098826
2020-06-01 | CML_LV | Simple method region | 85552.619 | 0.4449 | 38062.3602 | TRUG | 9.8768e-05 | 3.7593 | Simple method | 3.2861
2020-06-01 | CML_LV | Simple method region | 85552.619 | 0.4449 | 38062.3602 | UNET | 9.4771e-05 | 3.6072 | Simple method | 3.1531
2020-06-01 | CML_LV | Simple method region | 85552.619 | 0.4449 | 38062.3602 | UNIS | 0.00021625 | 8.2308 | Simple method | 7.1947
2020-06-01 | CML_LV | Simple method region | 85552.619 | 0.4449 | 38062.3602 | VECT | 0 | 0 | Simple method | 0
2020-06-01 | CML_LV | Simple method region | 85552.619 | 0.4449 | 38062.3602 | WAIP | 0 | 0 | Simple method | 0
2020-06-01 | CML_LV | Simple method region | 85552.619 | 0.4449 | 38062.3602 | WATA | 0 | 0 | Simple method | 0
2020-06-01 | CML_LV | Simple method region | 85552.619 | 0.4449 | 38062.3602 | WAV1 | 0.00042774 | 16.2808 | Simple method | 14.2312
2020-06-01 | CML_LV | Simple method region | 85552.619 | 0.4449 | 38062.3602 | WELE | 8.4097e-05 | 3.2009 | Simple method | 2.798
2020-06-01 | CML_LV | Simple method region | 85552.619 | 0.4449 | 38062.3602 | WNST | 0 | 0 | Simple method | 0
2020-06-01 | CML_LV | Simple method region | 85552.619 | 0.4449 | 38062.3602 | WPOW | 0 | 0 | Simple method | 0
2020-06-01 | CML_LV | Simple method region | 85552.619 | 0.4449 | 38062.3602 | WTOM | 1.78e-07 | 0.0067752 | Simple method | 0.0059223
2020-07-01 | CML_LV | Simple method region | 108623.757 | 0.5722 | 62154.5137 | ALPE | 0 | 0 | Simple method | 0
2020-07-01 | CML_LV | Simple method region | 108623.757 | 0.5722 | 62154.5137 | BUEL | 0 | 0 | Simple method | 0
2020-07-01 | CML_LV | Simple method region | 108623.757 | 0.5722 | 62154.5137 | CHBP | 0 | 0 | Simple method | 0
2020-07-01 | CML_LV | Simple method region | 108623.757 | 0.5722 | 62154.5137 | COUP | 0 | 0 | Simple method | 0
2020-07-01 | CML_LV | Simple method region | 108623.757 | 0.5722 | 62154.5137 | CTCT | 0.036726 | 2282.7036 | Simple method | 1995.3346
2020-07-01 | CML_LV | Simple method region | 108623.757 | 0.5722 | 62154.5137 | DUNE | 0.45068 | 28011.789 | Simple method | 24485.3922
2020-07-01 | CML_LV | Simple method region | 108623.757 | 0.5722 | 62154.5137 | EASH | 0 | 0 | Simple method | 0
2020-07-01 | CML_LV | Simple method region | 108623.757 | 0.5722 | 62154.5137 | EAST | 0 | 0 | Simple method | 0
2020-07-01 | CML_LV | Simple method region | 108623.757 | 0.5722 | 62154.5137 | GENE | 0.045814 | 2847.5385 | Simple method | 2489.0626
2020-07-01 | CML_LV | Simple method region | 108623.757 | 0.5722 | 62154.5137 | HORO | 9.2341e-07 | 0.057394 | Simple method | 0.050169
2020-07-01 | CML_LV | Simple method region | 108623.757 | 0.5722 | 62154.5137 | HRZE | 4.2757e-06 | 0.26576 | Simple method | 0.2323
2020-07-01 | CML_LV | Simple method region | 108623.757 | 0.5722 | 62154.5137 | KIWI | 4.6885e-06 | 0.29141 | Simple method | 0.25472
2020-07-01 | CML_LV | Simple method region | 108623.757 | 0.5722 | 62154.5137 | KUPE | 0 | 0 | Simple method | 0
2020-07-01 | CML_LV | Simple method region | 108623.757 | 0.5722 | 62154.5137 | MARL | 0 | 0 | Simple method | 0
2020-07-01 | CML_LV | Simple method region | 108623.757 | 0.5722 | 62154.5137 | MELT | 7.881e-06 | 0.48984 | Simple method | 0.42817
2020-07-01 | CML_LV | Simple method region | 108623.757 | 0.5722 | 62154.5137 | MELW | 2.4486e-07 | 0.015219 | Simple method | 0.013303
2020-07-01 | CML_LV | Simple method region | 108623.757 | 0.5722 | 62154.5137 | MERI | 0.41289 | 25662.8227 | Simple method | 22432.1367
2020-07-01 | CML_LV | Simple method region | 108623.757 | 0.5722 | 62154.5137 | METH | 0 | 0 | Simple method | 0
2020-07-01 | CML_LV | Simple method region | 108623.757 | 0.5722 | 62154.5137 | MPOW | 0 | 0 | Simple method | 0
2020-07-01 | CML_LV | Simple method region | 108623.757 | 0.5722 | 62154.5137 | MRPL | 0.0027025 | 167.974 | Simple method | 146.8278
2020-07-01 | CML_LV | Simple method region | 108623.757 | 0.5722 | 62154.5137 | MSVP | 0.00073045 | 45.4006 | Simple method | 39.6851
2020-07-01 | CML_LV | Simple method region | 108623.757 | 0.5722 | 62154.5137 | NAPA | 0.0011139 | 69.2324 | Simple method | 60.5168
2020-07-01 | CML_LV | Simple method region | 108623.757 | 0.5722 | 62154.5137 | NELS | 0 | 0 | Simple method | 0
2020-07-01 | CML_LV | Simple method region | 108623.757 | 0.5722 | 62154.5137 | NPOW | 0 | 0 | Simple method | 0
2020-07-01 | CML_LV | Simple method region | 108623.757 | 0.5722 | 62154.5137 | NTRG | 0.00068058 | 42.3011 | Simple method | 36.9759
2020-07-01 | CML_LV | Simple method region | 108623.757 | 0.5722 | 62154.5137 | NZAS | 0 | 0 | Simple method | 0
2020-07-01 | CML_LV | Simple method region | 108623.757 | 0.5722 | 62154.5137 | NZST | 3.0948e-15 | 1.9236e-10 | Simple method | 1.6814e-10
2020-07-01 | CML_LV | Simple method region | 108623.757 | 0.5722 | 62154.5137 | OMVP | 0 | 0 | Simple method | 0
2020-07-01 | CML_LV | Simple method region | 108623.757 | 0.5722 | 62154.5137 | ORON | 0 | 0 | Simple method | 0
2020-07-01 | CML_LV | Simple method region | 108623.757 | 0.5722 | 62154.5137 | PANP | 0 | 0 | Simple method | 0
2020-07-01 | CML_LV | Simple method region | 108623.757 | 0.5722 | 62154.5137 | POCO | 6.5639e-06 | 0.40797 | Simple method | 0.35661
2020-07-01 | CML_LV | Simple method region | 108623.757 | 0.5722 | 62154.5137 | POWN | 0.047127 | 2929.1367 | Simple method | 2560.3884
2020-07-01 | CML_LV | Simple method region | 108623.757 | 0.5722 | 62154.5137 | RAYN | 0 | 0 | Simple method | 0
2020-07-01 | CML_LV | Simple method region | 108623.757 | 0.5722 | 62154.5137 | SCAN | 0 | 0 | Simple method | 0
2020-07-01 | CML_LV | Simple method region | 108623.757 | 0.5722 | 62154.5137 | SCGL | 2.3202e-14 | 1.4421e-09 | Simple method | 1.2606e-09
2020-07-01 | CML_LV | Simple method region | 108623.757 | 0.5722 | 62154.5137 | SHPK | 0 | 0 | Simple method | 0
2020-07-01 | CML_LV | Simple method region | 108623.757 | 0.5722 | 62154.5137 | SKOG | 0.00013517 | 8.4013 | Simple method | 7.3437
2020-07-01 | CML_LV | Simple method region | 108623.757 | 0.5722 | 62154.5137 | SOLE | 0 | 0 | Simple method | 0
2020-07-01 | CML_LV | Simple method region | 108623.757 | 0.5722 | 62154.5137 | SOU2 | 1.4493e-05 | 0.90083 | Simple method | 0.78743
2020-07-01 | CML_LV | Simple method region | 108623.757 | 0.5722 | 62154.5137 | TARW | 0.00041606 | 25.8599 | Simple method | 22.6044
2020-07-01 | CML_LV | Simple method region | 108623.757 | 0.5722 | 62154.5137 | TASM | 0 | 0 | Simple method | 0
2020-07-01 | CML_LV | Simple method region | 108623.757 | 0.5722 | 62154.5137 | TBOP | 4.1512e-06 | 0.25802 | Simple method | 0.22553
2020-07-01 | CML_LV | Simple method region | 108623.757 | 0.5722 | 62154.5137 | TOD3 | 2.18e-05 | 1.355 | Simple method | 1.1844
2020-07-01 | CML_LV | Simple method region | 108623.757 | 0.5722 | 62154.5137 | TOPE | 0 | 0 | Simple method | 0
2020-07-01 | CML_LV | Simple method region | 108623.757 | 0.5722 | 62154.5137 | TRNZ | 2.9704e-07 | 0.018462 | Simple method | 0.016138
2020-07-01 | CML_LV | Simple method region | 108623.757 | 0.5722 | 62154.5137 | TRUG | 9.8768e-05 | 6.1389 | Simple method | 5.366
2020-07-01 | CML_LV | Simple method region | 108623.757 | 0.5722 | 62154.5137 | UNET | 9.4771e-05 | 5.8905 | Simple method | 5.1489
2020-07-01 | CML_LV | Simple method region | 108623.757 | 0.5722 | 62154.5137 | UNIS | 0.00021625 | 13.4407 | Simple method | 11.7486
2020-07-01 | CML_LV | Simple method region | 108623.757 | 0.5722 | 62154.5137 | VECT | 0 | 0 | Simple method | 0
2020-07-01 | CML_LV | Simple method region | 108623.757 | 0.5722 | 62154.5137 | WAIP | 0 | 0 | Simple method | 0
2020-07-01 | CML_LV | Simple method region | 108623.757 | 0.5722 | 62154.5137 | WATA | 0 | 0 | Simple method | 0
2020-07-01 | CML_LV | Simple method region | 108623.757 | 0.5722 | 62154.5137 | WAV1 | 0.00042774 | 26.5859 | Simple method | 23.239
2020-07-01 | CML_LV | Simple method region | 108623.757 | 0.5722 | 62154.5137 | WELE | 8.4097e-05 | 5.227 | Simple method | 4.569
2020-07-01 | CML_LV | Simple method region | 108623.757 | 0.5722 | 62154.5137 | WNST | 0 | 0 | Simple method | 0
2020-07-01 | CML_LV | Simple method region | 108623.757 | 0.5722 | 62154.5137 | WPOW | 0 | 0 | Simple method | 0
2020-07-01 | CML_LV | Simple method region | 108623.757 | 0.5722 | 62154.5137 | WTOM | 1.78e-07 | 0.011064 | Simple method | 0.0096709
2020-08-01 | CML_LV | Simple method region | 47192.2059 | 0.9035 | 42638.158 | ALPE | 0 | 0 | Simple method | 0
2020-08-01 | CML_LV | Simple method region | 47192.2059 | 0.9035 | 42638.158 | BUEL | 0 | 0 | Simple method | 0
2020-08-01 | CML_LV | Simple method region | 47192.2059 | 0.9035 | 42638.158 | CHBP | 0 | 0 | Simple method | 0
2020-08-01 | CML_LV | Simple method region | 47192.2059 | 0.9035 | 42638.158 | COUP | 0 | 0 | Simple method | 0
2020-08-01 | CML_LV | Simple method region | 47192.2059 | 0.9035 | 42638.158 | CTCT | 0.036726 | 1565.9406 | Simple method | 1368.8047
2020-08-01 | CML_LV | Simple method region | 47192.2059 | 0.9035 | 42638.158 | DUNE | 0.45068 | 19216.1601 | Simple method | 16797.0427
2020-08-01 | CML_LV | Simple method region | 47192.2059 | 0.9035 | 42638.158 | EASH | 0 | 0 | Simple method | 0
2020-08-01 | CML_LV | Simple method region | 47192.2059 | 0.9035 | 42638.158 | EAST | 0 | 0 | Simple method | 0
2020-08-01 | CML_LV | Simple method region | 47192.2059 | 0.9035 | 42638.158 | GENE | 0.045814 | 1953.4188 | Simple method | 1707.5034
2020-08-01 | CML_LV | Simple method region | 47192.2059 | 0.9035 | 42638.158 | HORO | 9.2341e-07 | 0.039372 | Simple method | 0.034416
2020-08-01 | CML_LV | Simple method region | 47192.2059 | 0.9035 | 42638.158 | HRZE | 4.2757e-06 | 0.18231 | Simple method | 0.15936
2020-08-01 | CML_LV | Simple method region | 47192.2059 | 0.9035 | 42638.158 | KIWI | 4.6885e-06 | 0.19991 | Simple method | 0.17474
2020-08-01 | CML_LV | Simple method region | 47192.2059 | 0.9035 | 42638.158 | KUPE | 0 | 0 | Simple method | 0
2020-08-01 | CML_LV | Simple method region | 47192.2059 | 0.9035 | 42638.158 | MARL | 0 | 0 | Simple method | 0
2020-08-01 | CML_LV | Simple method region | 47192.2059 | 0.9035 | 42638.158 | MELT | 7.881e-06 | 0.33603 | Simple method | 0.29373
2020-08-01 | CML_LV | Simple method region | 47192.2059 | 0.9035 | 42638.158 | MELW | 2.4486e-07 | 0.01044 | Simple method | 0.0091259
2020-08-01 | CML_LV | Simple method region | 47192.2059 | 0.9035 | 42638.158 | MERI | 0.41289 | 17604.7631 | Simple method | 15388.5041
2020-08-01 | CML_LV | Simple method region | 47192.2059 | 0.9035 | 42638.158 | METH | 0 | 0 | Simple method | 0
2020-08-01 | CML_LV | Simple method region | 47192.2059 | 0.9035 | 42638.158 | MPOW | 0 | 0 | Simple method | 0
2020-08-01 | CML_LV | Simple method region | 47192.2059 | 0.9035 | 42638.158 | MRPL | 0.0027025 | 115.2306 | Simple method | 100.7242
2020-08-01 | CML_LV | Simple method region | 47192.2059 | 0.9035 | 42638.158 | MSVP | 0.00073045 | 31.1449 | Simple method | 27.2241
2020-08-01 | CML_LV | Simple method region | 47192.2059 | 0.9035 | 42638.158 | NAPA | 0.0011139 | 47.4936 | Simple method | 41.5147
2020-08-01 | CML_LV | Simple method region | 47192.2059 | 0.9035 | 42638.158 | NELS | 0 | 0 | Simple method | 0
2020-08-01 | CML_LV | Simple method region | 47192.2059 | 0.9035 | 42638.158 | NPOW | 0 | 0 | Simple method | 0
2020-08-01 | CML_LV | Simple method region | 47192.2059 | 0.9035 | 42638.158 | NTRG | 0.00068058 | 29.0187 | Simple method | 25.3655
2020-08-01 | CML_LV | Simple method region | 47192.2059 | 0.9035 | 42638.158 | NZAS | 0 | 0 | Simple method | 0
2020-08-01 | CML_LV | Simple method region | 47192.2059 | 0.9035 | 42638.158 | NZST | 3.0948e-15 | 1.3196e-10 | Simple method | 1.1535e-10
2020-08-01 | CML_LV | Simple method region | 47192.2059 | 0.9035 | 42638.158 | OMVP | 0 | 0 | Simple method | 0
2020-08-01 | CML_LV | Simple method region | 47192.2059 | 0.9035 | 42638.158 | ORON | 0 | 0 | Simple method | 0
2020-08-01 | CML_LV | Simple method region | 47192.2059 | 0.9035 | 42638.158 | PANP | 0 | 0 | Simple method | 0
2020-08-01 | CML_LV | Simple method region | 47192.2059 | 0.9035 | 42638.158 | POCO | 6.5639e-06 | 0.27987 | Simple method | 0.24464
2020-08-01 | CML_LV | Simple method region | 47192.2059 | 0.9035 | 42638.158 | POWN | 0.047127 | 2009.3954 | Simple method | 1756.4331
2020-08-01 | CML_LV | Simple method region | 47192.2059 | 0.9035 | 42638.158 | RAYN | 0 | 0 | Simple method | 0
2020-08-01 | CML_LV | Simple method region | 47192.2059 | 0.9035 | 42638.158 | SCAN | 0 | 0 | Simple method | 0
2020-08-01 | CML_LV | Simple method region | 47192.2059 | 0.9035 | 42638.158 | SCGL | 2.3202e-14 | 9.8929e-10 | Simple method | 8.6475e-10
2020-08-01 | CML_LV | Simple method region | 47192.2059 | 0.9035 | 42638.158 | SHPK | 0 | 0 | Simple method | 0
2020-08-01 | CML_LV | Simple method region | 47192.2059 | 0.9035 | 42638.158 | SKOG | 0.00013517 | 5.7633 | Simple method | 5.0378
2020-08-01 | CML_LV | Simple method region | 47192.2059 | 0.9035 | 42638.158 | SOLE | 0 | 0 | Simple method | 0
2020-08-01 | CML_LV | Simple method region | 47192.2059 | 0.9035 | 42638.158 | SOU2 | 1.4493e-05 | 0.61797 | Simple method | 0.54018
2020-08-01 | CML_LV | Simple method region | 47192.2059 | 0.9035 | 42638.158 | TARW | 0.00041606 | 17.74 | Simple method | 15.5067
2020-08-01 | CML_LV | Simple method region | 47192.2059 | 0.9035 | 42638.158 | TASM | 0 | 0 | Simple method | 0
2020-08-01 | CML_LV | Simple method region | 47192.2059 | 0.9035 | 42638.158 | TBOP | 4.1512e-06 | 0.177 | Simple method | 0.15472
2020-08-01 | CML_LV | Simple method region | 47192.2059 | 0.9035 | 42638.158 | TOD3 | 2.18e-05 | 0.92951 | Simple method | 0.81249
2020-08-01 | CML_LV | Simple method region | 47192.2059 | 0.9035 | 42638.158 | TOPE | 0 | 0 | Simple method | 0
2020-08-01 | CML_LV | Simple method region | 47192.2059 | 0.9035 | 42638.158 | TRNZ | 2.9704e-07 | 0.012665 | Simple method | 0.011071
2020-08-01 | CML_LV | Simple method region | 47192.2059 | 0.9035 | 42638.158 | TRUG | 9.8768e-05 | 4.2113 | Simple method | 3.6811
2020-08-01 | CML_LV | Simple method region | 47192.2059 | 0.9035 | 42638.158 | UNET | 9.4771e-05 | 4.0409 | Simple method | 3.5322
2020-08-01 | CML_LV | Simple method region | 47192.2059 | 0.9035 | 42638.158 | UNIS | 0.00021625 | 9.2203 | Simple method | 8.0596
2020-08-01 | CML_LV | Simple method region | 47192.2059 | 0.9035 | 42638.158 | VECT | 0 | 0 | Simple method | 0
2020-08-01 | CML_LV | Simple method region | 47192.2059 | 0.9035 | 42638.158 | WAIP | 0 | 0 | Simple method | 0
2020-08-01 | CML_LV | Simple method region | 47192.2059 | 0.9035 | 42638.158 | WATA | 0 | 0 | Simple method | 0
2020-08-01 | CML_LV | Simple method region | 47192.2059 | 0.9035 | 42638.158 | WAV1 | 0.00042774 | 18.238 | Simple method | 15.942
2020-08-01 | CML_LV | Simple method region | 47192.2059 | 0.9035 | 42638.158 | WELE | 8.4097e-05 | 3.5857 | Simple method | 3.1343
2020-08-01 | CML_LV | Simple method region | 47192.2059 | 0.9035 | 42638.158 | WNST | 0 | 0 | Simple method | 0
2020-08-01 | CML_LV | Simple method region | 47192.2059 | 0.9035 | 42638.158 | WPOW | 0 | 0 | Simple method | 0
2020-08-01 | CML_LV | Simple method region | 47192.2059 | 0.9035 | 42638.158 | WTOM | 1.78e-07 | 0.0075897 | Simple method | 0.0066343
2020-09-01 | CML_LV | Simple method region | 44267.8756 | 0.5459 | 24165.8333 | ALPE | 0 | 0 | Simple method | 0
2020-09-01 | CML_LV | Simple method region | 44267.8756 | 0.5459 | 24165.8333 | BUEL | 0 | 0 | Simple method | 0
2020-09-01 | CML_LV | Simple method region | 44267.8756 | 0.5459 | 24165.8333 | CHBP | 0 | 0 | Simple method | 0
2020-09-01 | CML_LV | Simple method region | 44267.8756 | 0.5459 | 24165.8333 | COUP | 0 | 0 | Simple method | 0
2020-09-01 | CML_LV | Simple method region | 44267.8756 | 0.5459 | 24165.8333 | CTCT | 0.036726 | 887.521 | Simple method | 775.7912
2020-09-01 | CML_LV | Simple method region | 44267.8756 | 0.5459 | 24165.8333 | DUNE | 0.45068 | 10891.0549 | Simple method | 9519.9829
2020-09-01 | CML_LV | Simple method region | 44267.8756 | 0.5459 | 24165.8333 | EASH | 0 | 0 | Simple method | 0
2020-09-01 | CML_LV | Simple method region | 44267.8756 | 0.5459 | 24165.8333 | EAST | 0 | 0 | Simple method | 0
2020-09-01 | CML_LV | Simple method region | 44267.8756 | 0.5459 | 24165.8333 | GENE | 0.045814 | 1107.1302 | Simple method | 967.7539
2020-09-01 | CML_LV | Simple method region | 44267.8756 | 0.5459 | 24165.8333 | HORO | 9.2341e-07 | 0.022315 | Simple method | 0.019506
2020-09-01 | CML_LV | Simple method region | 44267.8756 | 0.5459 | 24165.8333 | HRZE | 4.2757e-06 | 0.10333 | Simple method | 0.090319
2020-09-01 | CML_LV | Simple method region | 44267.8756 | 0.5459 | 24165.8333 | KIWI | 4.6885e-06 | 0.1133 | Simple method | 0.099037
2020-09-01 | CML_LV | Simple method region | 44267.8756 | 0.5459 | 24165.8333 | KUPE | 0 | 0 | Simple method | 0
2020-09-01 | CML_LV | Simple method region | 44267.8756 | 0.5459 | 24165.8333 | MARL | 0 | 0 | Simple method | 0
2020-09-01 | CML_LV | Simple method region | 44267.8756 | 0.5459 | 24165.8333 | MELT | 7.881e-06 | 0.19045 | Simple method | 0.16647
2020-09-01 | CML_LV | Simple method region | 44267.8756 | 0.5459 | 24165.8333 | MELW | 2.4486e-07 | 0.0059171 | Simple method | 0.0051722
2020-09-01 | CML_LV | Simple method region | 44267.8756 | 0.5459 | 24165.8333 | MERI | 0.41289 | 9977.7709 | Simple method | 8721.6719
2020-09-01 | CML_LV | Simple method region | 44267.8756 | 0.5459 | 24165.8333 | METH | 0 | 0 | Simple method | 0
2020-09-01 | CML_LV | Simple method region | 44267.8756 | 0.5459 | 24165.8333 | MPOW | 0 | 0 | Simple method | 0
2020-09-01 | CML_LV | Simple method region | 44267.8756 | 0.5459 | 24165.8333 | MRPL | 0.0027025 | 65.3087 | Simple method | 57.087
2020-09-01 | CML_LV | Simple method region | 44267.8756 | 0.5459 | 24165.8333 | MSVP | 0.00073045 | 17.6519 | Simple method | 15.4297
2020-09-01 | CML_LV | Simple method region | 44267.8756 | 0.5459 | 24165.8333 | NAPA | 0.0011139 | 26.9177 | Simple method | 23.5291
2020-09-01 | CML_LV | Simple method region | 44267.8756 | 0.5459 | 24165.8333 | NELS | 0 | 0 | Simple method | 0
2020-09-01 | CML_LV | Simple method region | 44267.8756 | 0.5459 | 24165.8333 | NPOW | 0 | 0 | Simple method | 0
2020-09-01 | CML_LV | Simple method region | 44267.8756 | 0.5459 | 24165.8333 | NTRG | 0.00068058 | 16.4468 | Simple method | 14.3763
2020-09-01 | CML_LV | Simple method region | 44267.8756 | 0.5459 | 24165.8333 | NZAS | 0 | 0 | Simple method | 0
2020-09-01 | CML_LV | Simple method region | 44267.8756 | 0.5459 | 24165.8333 | NZST | 3.0948e-15 | 7.4789e-11 | Simple method | 6.5374e-11
2020-09-01 | CML_LV | Simple method region | 44267.8756 | 0.5459 | 24165.8333 | OMVP | 0 | 0 | Simple method | 0
2020-09-01 | CML_LV | Simple method region | 44267.8756 | 0.5459 | 24165.8333 | ORON | 0 | 0 | Simple method | 0
2020-09-01 | CML_LV | Simple method region | 44267.8756 | 0.5459 | 24165.8333 | PANP | 0 | 0 | Simple method | 0
2020-09-01 | CML_LV | Simple method region | 44267.8756 | 0.5459 | 24165.8333 | POCO | 6.5639e-06 | 0.15862 | Simple method | 0.13865
2020-09-01 | CML_LV | Simple method region | 44267.8756 | 0.5459 | 24165.8333 | POWN | 0.047127 | 1138.8558 | Simple method | 995.4855
2020-09-01 | CML_LV | Simple method region | 44267.8756 | 0.5459 | 24165.8333 | RAYN | 0 | 0 | Simple method | 0
2020-09-01 | CML_LV | Simple method region | 44267.8756 | 0.5459 | 24165.8333 | SCAN | 0 | 0 | Simple method | 0
2020-09-01 | CML_LV | Simple method region | 44267.8756 | 0.5459 | 24165.8333 | SCGL | 2.3202e-14 | 5.6069e-10 | Simple method | 4.9011e-10
2020-09-01 | CML_LV | Simple method region | 44267.8756 | 0.5459 | 24165.8333 | SHPK | 0 | 0 | Simple method | 0
2020-09-01 | CML_LV | Simple method region | 44267.8756 | 0.5459 | 24165.8333 | SKOG | 0.00013517 | 3.2664 | Simple method | 2.8552
2020-09-01 | CML_LV | Simple method region | 44267.8756 | 0.5459 | 24165.8333 | SOLE | 0 | 0 | Simple method | 0
2020-09-01 | CML_LV | Simple method region | 44267.8756 | 0.5459 | 24165.8333 | SOU2 | 1.4493e-05 | 0.35025 | Simple method | 0.30615
2020-09-01 | CML_LV | Simple method region | 44267.8756 | 0.5459 | 24165.8333 | TARW | 0.00041606 | 10.0544 | Simple method | 8.7887
2020-09-01 | CML_LV | Simple method region | 44267.8756 | 0.5459 | 24165.8333 | TASM | 0 | 0 | Simple method | 0
2020-09-01 | CML_LV | Simple method region | 44267.8756 | 0.5459 | 24165.8333 | TBOP | 4.1512e-06 | 0.10032 | Simple method | 0.087688
2020-09-01 | CML_LV | Simple method region | 44267.8756 | 0.5459 | 24165.8333 | TOD3 | 2.18e-05 | 0.52681 | Simple method | 0.46049
2020-09-01 | CML_LV | Simple method region | 44267.8756 | 0.5459 | 24165.8333 | TOPE | 0 | 0 | Simple method | 0
2020-09-01 | CML_LV | Simple method region | 44267.8756 | 0.5459 | 24165.8333 | TRNZ | 2.9704e-07 | 0.0071781 | Simple method | 0.0062745
2020-09-01 | CML_LV | Simple method region | 44267.8756 | 0.5459 | 24165.8333 | TRUG | 9.8768e-05 | 2.3868 | Simple method | 2.0863
2020-09-01 | CML_LV | Simple method region | 44267.8756 | 0.5459 | 24165.8333 | UNET | 9.4771e-05 | 2.2902 | Simple method | 2.0019
2020-09-01 | CML_LV | Simple method region | 44267.8756 | 0.5459 | 24165.8333 | UNIS | 0.00021625 | 5.2258 | Simple method | 4.5679
2020-09-01 | CML_LV | Simple method region | 44267.8756 | 0.5459 | 24165.8333 | VECT | 0 | 0 | Simple method | 0
2020-09-01 | CML_LV | Simple method region | 44267.8756 | 0.5459 | 24165.8333 | WAIP | 0 | 0 | Simple method | 0
2020-09-01 | CML_LV | Simple method region | 44267.8756 | 0.5459 | 24165.8333 | WATA | 0 | 0 | Simple method | 0
2020-09-01 | CML_LV | Simple method region | 44267.8756 | 0.5459 | 24165.8333 | WAV1 | 0.00042774 | 10.3367 | Simple method | 9.0354
2020-09-01 | CML_LV | Simple method region | 44267.8756 | 0.5459 | 24165.8333 | WELE | 8.4097e-05 | 2.0323 | Simple method | 1.7764
2020-09-01 | CML_LV | Simple method region | 44267.8756 | 0.5459 | 24165.8333 | WNST | 0 | 0 | Simple method | 0
2020-09-01 | CML_LV | Simple method region | 44267.8756 | 0.5459 | 24165.8333 | WPOW | 0 | 0 | Simple method | 0
2020-09-01 | CML_LV | Simple method region | 44267.8756 | 0.5459 | 24165.8333 | WTOM | 1.78e-07 | 0.0043016 | Simple method | 0.0037601
2020-10-01 | CML_LV | Simple method region | 34110.134 | 0.4566 | 15574.6872 | ALPE | 0 | 0 | Simple method | 0
2020-10-01 | CML_LV | Simple method region | 34110.134 | 0.4566 | 15574.6872 | BUEL | 0 | 0 | Simple method | 0
2020-10-01 | CML_LV | Simple method region | 34110.134 | 0.4566 | 15574.6872 | CHBP | 0 | 0 | Simple method | 0
2020-10-01 | CML_LV | Simple method region | 34110.134 | 0.4566 | 15574.6872 | COUP | 0 | 0 | Simple method | 0
2020-10-01 | CML_LV | Simple method region | 34110.134 | 0.4566 | 15574.6872 | CTCT | 0.036726 | 572.0002 | Simple method | 499.9912
2020-10-01 | CML_LV | Simple method region | 34110.134 | 0.4566 | 15574.6872 | DUNE | 0.45068 | 7019.1982 | Simple method | 6135.5532
2020-10-01 | CML_LV | Simple method region | 34110.134 | 0.4566 | 15574.6872 | EASH | 0 | 0 | Simple method | 0
2020-10-01 | CML_LV | Simple method region | 34110.134 | 0.4566 | 15574.6872 | EAST | 0 | 0 | Simple method | 0
2020-10-01 | CML_LV | Simple method region | 34110.134 | 0.4566 | 15574.6872 | GENE | 0.045814 | 713.5366 | Simple method | 623.7097
2020-10-01 | CML_LV | Simple method region | 34110.134 | 0.4566 | 15574.6872 | HORO | 9.2341e-07 | 0.014382 | Simple method | 0.012571
2020-10-01 | CML_LV | Simple method region | 34110.134 | 0.4566 | 15574.6872 | HRZE | 4.2757e-06 | 0.066593 | Simple method | 0.05821
2020-10-01 | CML_LV | Simple method region | 34110.134 | 0.4566 | 15574.6872 | KIWI | 4.6885e-06 | 0.073021 | Simple method | 0.063829
2020-10-01 | CML_LV | Simple method region | 34110.134 | 0.4566 | 15574.6872 | KUPE | 0 | 0 | Simple method | 0
2020-10-01 | CML_LV | Simple method region | 34110.134 | 0.4566 | 15574.6872 | MARL | 0 | 0 | Simple method | 0
2020-10-01 | CML_LV | Simple method region | 34110.134 | 0.4566 | 15574.6872 | MELT | 7.881e-06 | 0.12274 | Simple method | 0.10729
2020-10-01 | CML_LV | Simple method region | 34110.134 | 0.4566 | 15574.6872 | MELW | 2.4486e-07 | 0.0038135 | Simple method | 0.0033335
2020-10-01 | CML_LV | Simple method region | 34110.134 | 0.4566 | 15574.6872 | MERI | 0.41289 | 6430.5939 | Simple method | 5621.0481
2020-10-01 | CML_LV | Simple method region | 34110.134 | 0.4566 | 15574.6872 | METH | 0 | 0 | Simple method | 0
2020-10-01 | CML_LV | Simple method region | 34110.134 | 0.4566 | 15574.6872 | MPOW | 0 | 0 | Simple method | 0
2020-10-01 | CML_LV | Simple method region | 34110.134 | 0.4566 | 15574.6872 | MRPL | 0.0027025 | 42.0909 | Simple method | 36.7921
2020-10-01 | CML_LV | Simple method region | 34110.134 | 0.4566 | 15574.6872 | MSVP | 0.00073045 | 11.3765 | Simple method | 9.9443
2020-10-01 | CML_LV | Simple method region | 34110.134 | 0.4566 | 15574.6872 | NAPA | 0.0011139 | 17.3483 | Simple method | 15.1643
2020-10-01 | CML_LV | Simple method region | 34110.134 | 0.4566 | 15574.6872 | NELS | 0 | 0 | Simple method | 0
2020-10-01 | CML_LV | Simple method region | 34110.134 | 0.4566 | 15574.6872 | NPOW | 0 | 0 | Simple method | 0
2020-10-01 | CML_LV | Simple method region | 34110.134 | 0.4566 | 15574.6872 | NTRG | 0.00068058 | 10.5998 | Simple method | 9.2654
2020-10-01 | CML_LV | Simple method region | 34110.134 | 0.4566 | 15574.6872 | NZAS | 0 | 0 | Simple method | 0
2020-10-01 | CML_LV | Simple method region | 34110.134 | 0.4566 | 15574.6872 | NZST | 3.0948e-15 | 4.8201e-11 | Simple method | 4.2133e-11
2020-10-01 | CML_LV | Simple method region | 34110.134 | 0.4566 | 15574.6872 | OMVP | 0 | 0 | Simple method | 0
2020-10-01 | CML_LV | Simple method region | 34110.134 | 0.4566 | 15574.6872 | ORON | 0 | 0 | Simple method | 0
2020-10-01 | CML_LV | Simple method region | 34110.134 | 0.4566 | 15574.6872 | PANP | 0 | 0 | Simple method | 0
2020-10-01 | CML_LV | Simple method region | 34110.134 | 0.4566 | 15574.6872 | POCO | 6.5639e-06 | 0.10223 | Simple method | 0.08936
2020-10-01 | CML_LV | Simple method region | 34110.134 | 0.4566 | 15574.6872 | POWN | 0.047127 | 733.9835 | Simple method | 641.5825
2020-10-01 | CML_LV | Simple method region | 34110.134 | 0.4566 | 15574.6872 | RAYN | 0 | 0 | Simple method | 0
2020-10-01 | CML_LV | Simple method region | 34110.134 | 0.4566 | 15574.6872 | SCAN | 0 | 0 | Simple method | 0
2020-10-01 | CML_LV | Simple method region | 34110.134 | 0.4566 | 15574.6872 | SCGL | 2.3202e-14 | 3.6136e-10 | Simple method | 3.1587e-10
2020-10-01 | CML_LV | Simple method region | 34110.134 | 0.4566 | 15574.6872 | SHPK | 0 | 0 | Simple method | 0
2020-10-01 | CML_LV | Simple method region | 34110.134 | 0.4566 | 15574.6872 | SKOG | 0.00013517 | 2.1052 | Simple method | 1.8402
2020-10-01 | CML_LV | Simple method region | 34110.134 | 0.4566 | 15574.6872 | SOLE | 0 | 0 | Simple method | 0
2020-10-01 | CML_LV | Simple method region | 34110.134 | 0.4566 | 15574.6872 | SOU2 | 1.4493e-05 | 0.22573 | Simple method | 0.19731
2020-10-01 | CML_LV | Simple method region | 34110.134 | 0.4566 | 15574.6872 | TARW | 0.00041606 | 6.48 | Simple method | 5.6642
2020-10-01 | CML_LV | Simple method region | 34110.134 | 0.4566 | 15574.6872 | TASM | 0 | 0 | Simple method | 0
2020-10-01 | CML_LV | Simple method region | 34110.134 | 0.4566 | 15574.6872 | TBOP | 4.1512e-06 | 0.064654 | Simple method | 0.056514
2020-10-01 | CML_LV | Simple method region | 34110.134 | 0.4566 | 15574.6872 | TOD3 | 2.18e-05 | 0.33953 | Simple method | 0.29678
2020-10-01 | CML_LV | Simple method region | 34110.134 | 0.4566 | 15574.6872 | TOPE | 0 | 0 | Simple method | 0
2020-10-01 | CML_LV | Simple method region | 34110.134 | 0.4566 | 15574.6872 | TRNZ | 2.9704e-07 | 0.0046263 | Simple method | 0.0040439
2020-10-01 | CML_LV | Simple method region | 34110.134 | 0.4566 | 15574.6872 | TRUG | 9.8768e-05 | 1.5383 | Simple method | 1.3446
2020-10-01 | CML_LV | Simple method region | 34110.134 | 0.4566 | 15574.6872 | UNET | 9.4771e-05 | 1.476 | Simple method | 1.2902
2020-10-01 | CML_LV | Simple method region | 34110.134 | 0.4566 | 15574.6872 | UNIS | 0.00021625 | 3.368 | Simple method | 2.944
2020-10-01 | CML_LV | Simple method region | 34110.134 | 0.4566 | 15574.6872 | VECT | 0 | 0 | Simple method | 0
2020-10-01 | CML_LV | Simple method region | 34110.134 | 0.4566 | 15574.6872 | WAIP | 0 | 0 | Simple method | 0
2020-10-01 | CML_LV | Simple method region | 34110.134 | 0.4566 | 15574.6872 | WATA | 0 | 0 | Simple method | 0
2020-10-01 | CML_LV | Simple method region | 34110.134 | 0.4566 | 15574.6872 | WAV1 | 0.00042774 | 6.6619 | Simple method | 5.8232
2020-10-01 | CML_LV | Simple method region | 34110.134 | 0.4566 | 15574.6872 | WELE | 8.4097e-05 | 1.3098 | Simple method | 1.1449
2020-10-01 | CML_LV | Simple method region | 34110.134 | 0.4566 | 15574.6872 | WNST | 0 | 0 | Simple method | 0
2020-10-01 | CML_LV | Simple method region | 34110.134 | 0.4566 | 15574.6872 | WPOW | 0 | 0 | Simple method | 0
2020-10-01 | CML_LV | Simple method region | 34110.134 | 0.4566 | 15574.6872 | WTOM | 1.78e-07 | 0.0027723 | Simple method | 0.0024233
2020-11-01 | CML_LV | Simple method region | 24141.9859 | 0.545 | 13157.3823 | ALPE | 0 | 0 | Simple method | 0
2020-11-01 | CML_LV | Simple method region | 24141.9859 | 0.545 | 13157.3823 | BUEL | 0 | 0 | Simple method | 0
2020-11-01 | CML_LV | Simple method region | 24141.9859 | 0.545 | 13157.3823 | CHBP | 0 | 0 | Simple method | 0
2020-11-01 | CML_LV | Simple method region | 24141.9859 | 0.545 | 13157.3823 | COUP | 0 | 0 | Simple method | 0
2020-11-01 | CML_LV | Simple method region | 24141.9859 | 0.545 | 13157.3823 | CTCT | 0.036726 | 483.2216 | Simple method | 422.389
2020-11-01 | CML_LV | Simple method region | 24141.9859 | 0.545 | 13157.3823 | DUNE | 0.45068 | 5929.7675 | Simple method | 5183.2707
2020-11-01 | CML_LV | Simple method region | 24141.9859 | 0.545 | 13157.3823 | EASH | 0 | 0 | Simple method | 0
2020-11-01 | CML_LV | Simple method region | 24141.9859 | 0.545 | 13157.3823 | EAST | 0 | 0 | Simple method | 0
2020-11-01 | CML_LV | Simple method region | 24141.9859 | 0.545 | 13157.3823 | GENE | 0.045814 | 602.7905 | Simple method | 526.9054
2020-11-01 | CML_LV | Simple method region | 24141.9859 | 0.545 | 13157.3823 | HORO | 9.2341e-07 | 0.01215 | Simple method | 0.01062
2020-11-01 | CML_LV | Simple method region | 24141.9859 | 0.545 | 13157.3823 | HRZE | 4.2757e-06 | 0.056258 | Simple method | 0.049175
2020-11-01 | CML_LV | Simple method region | 24141.9859 | 0.545 | 13157.3823 | KIWI | 4.6885e-06 | 0.061688 | Simple method | 0.053922
2020-11-01 | CML_LV | Simple method region | 24141.9859 | 0.545 | 13157.3823 | KUPE | 0 | 0 | Simple method | 0
2020-11-01 | CML_LV | Simple method region | 24141.9859 | 0.545 | 13157.3823 | MARL | 0 | 0 | Simple method | 0
2020-11-01 | CML_LV | Simple method region | 24141.9859 | 0.545 | 13157.3823 | MELT | 7.881e-06 | 0.10369 | Simple method | 0.090639
2020-11-01 | CML_LV | Simple method region | 24141.9859 | 0.545 | 13157.3823 | MELW | 2.4486e-07 | 0.0032217 | Simple method | 0.0028161
2020-11-01 | CML_LV | Simple method region | 24141.9859 | 0.545 | 13157.3823 | MERI | 0.41289 | 5432.5189 | Simple method | 4748.6205
2020-11-01 | CML_LV | Simple method region | 24141.9859 | 0.545 | 13157.3823 | METH | 0 | 0 | Simple method | 0
2020-11-01 | CML_LV | Simple method region | 24141.9859 | 0.545 | 13157.3823 | MPOW | 0 | 0 | Simple method | 0
2020-11-01 | CML_LV | Simple method region | 24141.9859 | 0.545 | 13157.3823 | MRPL | 0.0027025 | 35.5581 | Simple method | 31.0817
2020-11-01 | CML_LV | Simple method region | 24141.9859 | 0.545 | 13157.3823 | MSVP | 0.00073045 | 9.6108 | Simple method | 8.4009
2020-11-01 | CML_LV | Simple method region | 24141.9859 | 0.545 | 13157.3823 | NAPA | 0.0011139 | 14.6557 | Simple method | 12.8107
2020-11-01 | CML_LV | Simple method region | 24141.9859 | 0.545 | 13157.3823 | NELS | 0 | 0 | Simple method | 0
2020-11-01 | CML_LV | Simple method region | 24141.9859 | 0.545 | 13157.3823 | NPOW | 0 | 0 | Simple method | 0
2020-11-01 | CML_LV | Simple method region | 24141.9859 | 0.545 | 13157.3823 | NTRG | 0.00068058 | 8.9547 | Simple method | 7.8274
2020-11-01 | CML_LV | Simple method region | 24141.9859 | 0.545 | 13157.3823 | NZAS | 0 | 0 | Simple method | 0
2020-11-01 | CML_LV | Simple method region | 24141.9859 | 0.545 | 13157.3823 | NZST | 3.0948e-15 | 4.072e-11 | Simple method | 3.5594e-11
2020-11-01 | CML_LV | Simple method region | 24141.9859 | 0.545 | 13157.3823 | OMVP | 0 | 0 | Simple method | 0
2020-11-01 | CML_LV | Simple method region | 24141.9859 | 0.545 | 13157.3823 | ORON | 0 | 0 | Simple method | 0
2020-11-01 | CML_LV | Simple method region | 24141.9859 | 0.545 | 13157.3823 | PANP | 0 | 0 | Simple method | 0
2020-11-01 | CML_LV | Simple method region | 24141.9859 | 0.545 | 13157.3823 | POCO | 6.5639e-06 | 0.086363 | Simple method | 0.075491
2020-11-01 | CML_LV | Simple method region | 24141.9859 | 0.545 | 13157.3823 | POWN | 0.047127 | 620.0639 | Simple method | 542.0042
2020-11-01 | CML_LV | Simple method region | 24141.9859 | 0.545 | 13157.3823 | RAYN | 0 | 0 | Simple method | 0
2020-11-01 | CML_LV | Simple method region | 24141.9859 | 0.545 | 13157.3823 | SCAN | 0 | 0 | Simple method | 0
2020-11-01 | CML_LV | Simple method region | 24141.9859 | 0.545 | 13157.3823 | SCGL | 2.3202e-14 | 3.0528e-10 | Simple method | 2.6685e-10
2020-11-01 | CML_LV | Simple method region | 24141.9859 | 0.545 | 13157.3823 | SHPK | 0 | 0 | Simple method | 0
2020-11-01 | CML_LV | Simple method region | 24141.9859 | 0.545 | 13157.3823 | SKOG | 0.00013517 | 1.7785 | Simple method | 1.5546
2020-11-01 | CML_LV | Simple method region | 24141.9859 | 0.545 | 13157.3823 | SOLE | 0 | 0 | Simple method | 0
2020-11-01 | CML_LV | Simple method region | 24141.9859 | 0.545 | 13157.3823 | SOU2 | 1.4493e-05 | 0.1907 | Simple method | 0.16669
2020-11-01 | CML_LV | Simple method region | 24141.9859 | 0.545 | 13157.3823 | TARW | 0.00041606 | 5.4742 | Simple method | 4.7851
2020-11-01 | CML_LV | Simple method region | 24141.9859 | 0.545 | 13157.3823 | TASM | 0 | 0 | Simple method | 0
2020-11-01 | CML_LV | Simple method region | 24141.9859 | 0.545 | 13157.3823 | TBOP | 4.1512e-06 | 0.054619 | Simple method | 0.047743
2020-11-01 | CML_LV | Simple method region | 24141.9859 | 0.545 | 13157.3823 | TOD3 | 2.18e-05 | 0.28683 | Simple method | 0.25072
2020-11-01 | CML_LV | Simple method region | 24141.9859 | 0.545 | 13157.3823 | TOPE | 0 | 0 | Simple method | 0
2020-11-01 | CML_LV | Simple method region | 24141.9859 | 0.545 | 13157.3823 | TRNZ | 2.9704e-07 | 0.0039082 | Simple method | 0.0034162
2020-11-01 | CML_LV | Simple method region | 24141.9859 | 0.545 | 13157.3823 | TRUG | 9.8768e-05 | 1.2995 | Simple method | 1.1359
2020-11-01 | CML_LV | Simple method region | 24141.9859 | 0.545 | 13157.3823 | UNET | 9.4771e-05 | 1.2469 | Simple method | 1.09
2020-11-01 | CML_LV | Simple method region | 24141.9859 | 0.545 | 13157.3823 | UNIS | 0.00021625 | 2.8452 | Simple method | 2.487
2020-11-01 | CML_LV | Simple method region | 24141.9859 | 0.545 | 13157.3823 | VECT | 0 | 0 | Simple method | 0
2020-11-01 | CML_LV | Simple method region | 24141.9859 | 0.545 | 13157.3823 | WAIP | 0 | 0 | Simple method | 0
2020-11-01 | CML_LV | Simple method region | 24141.9859 | 0.545 | 13157.3823 | WATA | 0 | 0 | Simple method | 0
2020-11-01 | CML_LV | Simple method region | 24141.9859 | 0.545 | 13157.3823 | WAV1 | 0.00042774 | 5.6279 | Simple method | 4.9194
2020-11-01 | CML_LV | Simple method region | 24141.9859 | 0.545 | 13157.3823 | WELE | 8.4097e-05 | 1.1065 | Simple method | 0.9672
2020-11-01 | CML_LV | Simple method region | 24141.9859 | 0.545 | 13157.3823 | WNST | 0 | 0 | Simple method | 0
2020-11-01 | CML_LV | Simple method region | 24141.9859 | 0.545 | 13157.3823 | WPOW | 0 | 0 | Simple method | 0
2020-11-01 | CML_LV | Simple method region | 24141.9859 | 0.545 | 13157.3823 | WTOM | 1.78e-07 | 0.0023421 | Simple method | 0.0020472
2020-12-01 | CML_LV | Simple method region | 22727.9638 | 0.5907 | 13425.4082 | ALPE | 0 | 0 | Simple method | 0
2020-12-01 | CML_LV | Simple method region | 22727.9638 | 0.5907 | 13425.4082 | BUEL | 0 | 0 | Simple method | 0
2020-12-01 | CML_LV | Simple method region | 22727.9638 | 0.5907 | 13425.4082 | CHBP | 0 | 0 | Simple method | 0
2020-12-01 | CML_LV | Simple method region | 22727.9638 | 0.5907 | 13425.4082 | COUP | 0 | 0 | Simple method | 0
2020-12-01 | CML_LV | Simple method region | 22727.9638 | 0.5907 | 13425.4082 | CTCT | 0.036726 | 493.0652 | Simple method | 430.9933
2020-12-01 | CML_LV | Simple method region | 22727.9638 | 0.5907 | 13425.4082 | DUNE | 0.45068 | 6050.5614 | Simple method | 5288.8578
2020-12-01 | CML_LV | Simple method region | 22727.9638 | 0.5907 | 13425.4082 | EASH | 0 | 0 | Simple method | 0
2020-12-01 | CML_LV | Simple method region | 22727.9638 | 0.5907 | 13425.4082 | EAST | 0 | 0 | Simple method | 0
2020-12-01 | CML_LV | Simple method region | 22727.9638 | 0.5907 | 13425.4082 | GENE | 0.045814 | 615.0698 | Simple method | 537.6389
2020-12-01 | CML_LV | Simple method region | 22727.9638 | 0.5907 | 13425.4082 | HORO | 9.2341e-07 | 0.012397 | Simple method | 0.010836
2020-12-01 | CML_LV | Simple method region | 22727.9638 | 0.5907 | 13425.4082 | HRZE | 4.2757e-06 | 0.057404 | Simple method | 0.050177
2020-12-01 | CML_LV | Simple method region | 22727.9638 | 0.5907 | 13425.4082 | KIWI | 4.6885e-06 | 0.062944 | Simple method | 0.05502
2020-12-01 | CML_LV | Simple method region | 22727.9638 | 0.5907 | 13425.4082 | KUPE | 0 | 0 | Simple method | 0
2020-12-01 | CML_LV | Simple method region | 22727.9638 | 0.5907 | 13425.4082 | MARL | 0 | 0 | Simple method | 0
2020-12-01 | CML_LV | Simple method region | 22727.9638 | 0.5907 | 13425.4082 | MELT | 7.881e-06 | 0.10581 | Simple method | 0.092485
2020-12-01 | CML_LV | Simple method region | 22727.9638 | 0.5907 | 13425.4082 | MELW | 2.4486e-07 | 0.0032873 | Simple method | 0.0028734
2020-12-01 | CML_LV | Simple method region | 22727.9638 | 0.5907 | 13425.4082 | MERI | 0.41289 | 5543.1834 | Simple method | 4845.3535
2020-12-01 | CML_LV | Simple method region | 22727.9638 | 0.5907 | 13425.4082 | METH | 0 | 0 | Simple method | 0
2020-12-01 | CML_LV | Simple method region | 22727.9638 | 0.5907 | 13425.4082 | MPOW | 0 | 0 | Simple method | 0
2020-12-01 | CML_LV | Simple method region | 22727.9638 | 0.5907 | 13425.4082 | MRPL | 0.0027025 | 36.2825 | Simple method | 31.7149
2020-12-01 | CML_LV | Simple method region | 22727.9638 | 0.5907 | 13425.4082 | MSVP | 0.00073045 | 9.8066 | Simple method | 8.572
2020-12-01 | CML_LV | Simple method region | 22727.9638 | 0.5907 | 13425.4082 | NAPA | 0.0011139 | 14.9542 | Simple method | 13.0717
2020-12-01 | CML_LV | Simple method region | 22727.9638 | 0.5907 | 13425.4082 | NELS | 0 | 0 | Simple method | 0
2020-12-01 | CML_LV | Simple method region | 22727.9638 | 0.5907 | 13425.4082 | NPOW | 0 | 0 | Simple method | 0
2020-12-01 | CML_LV | Simple method region | 22727.9638 | 0.5907 | 13425.4082 | NTRG | 0.00068058 | 9.1371 | Simple method | 7.9868
2020-12-01 | CML_LV | Simple method region | 22727.9638 | 0.5907 | 13425.4082 | NZAS | 0 | 0 | Simple method | 0
2020-12-01 | CML_LV | Simple method region | 22727.9638 | 0.5907 | 13425.4082 | NZST | 3.0948e-15 | 4.1549e-11 | Simple method | 3.6319e-11
2020-12-01 | CML_LV | Simple method region | 22727.9638 | 0.5907 | 13425.4082 | OMVP | 0 | 0 | Simple method | 0
2020-12-01 | CML_LV | Simple method region | 22727.9638 | 0.5907 | 13425.4082 | ORON | 0 | 0 | Simple method | 0
2020-12-01 | CML_LV | Simple method region | 22727.9638 | 0.5907 | 13425.4082 | PANP | 0 | 0 | Simple method | 0
2020-12-01 | CML_LV | Simple method region | 22727.9638 | 0.5907 | 13425.4082 | POCO | 6.5639e-06 | 0.088123 | Simple method | 0.077029
2020-12-01 | CML_LV | Simple method region | 22727.9638 | 0.5907 | 13425.4082 | POWN | 0.047127 | 632.6951 | Simple method | 553.0453
2020-12-01 | CML_LV | Simple method region | 22727.9638 | 0.5907 | 13425.4082 | RAYN | 0 | 0 | Simple method | 0
2020-12-01 | CML_LV | Simple method region | 22727.9638 | 0.5907 | 13425.4082 | SCAN | 0 | 0 | Simple method | 0
2020-12-01 | CML_LV | Simple method region | 22727.9638 | 0.5907 | 13425.4082 | SCGL | 2.3202e-14 | 3.1149e-10 | Simple method | 2.7228e-10
2020-12-01 | CML_LV | Simple method region | 22727.9638 | 0.5907 | 13425.4082 | SHPK | 0 | 0 | Simple method | 0
2020-12-01 | CML_LV | Simple method region | 22727.9638 | 0.5907 | 13425.4082 | SKOG | 0.00013517 | 1.8147 | Simple method | 1.5862
2020-12-01 | CML_LV | Simple method region | 22727.9638 | 0.5907 | 13425.4082 | SOLE | 0 | 0 | Simple method | 0
2020-12-01 | CML_LV | Simple method region | 22727.9638 | 0.5907 | 13425.4082 | SOU2 | 1.4493e-05 | 0.19458 | Simple method | 0.17009
2020-12-01 | CML_LV | Simple method region | 22727.9638 | 0.5907 | 13425.4082 | TARW | 0.00041606 | 5.5858 | Simple method | 4.8826
2020-12-01 | CML_LV | Simple method region | 22727.9638 | 0.5907 | 13425.4082 | TASM | 0 | 0 | Simple method | 0
2020-12-01 | CML_LV | Simple method region | 22727.9638 | 0.5907 | 13425.4082 | TBOP | 4.1512e-06 | 0.055732 | Simple method | 0.048716
2020-12-01 | CML_LV | Simple method region | 22727.9638 | 0.5907 | 13425.4082 | TOD3 | 2.18e-05 | 0.29267 | Simple method | 0.25583
2020-12-01 | CML_LV | Simple method region | 22727.9638 | 0.5907 | 13425.4082 | TOPE | 0 | 0 | Simple method | 0
2020-12-01 | CML_LV | Simple method region | 22727.9638 | 0.5907 | 13425.4082 | TRNZ | 2.9704e-07 | 0.0039878 | Simple method | 0.0034858
2020-12-01 | CML_LV | Simple method region | 22727.9638 | 0.5907 | 13425.4082 | TRUG | 9.8768e-05 | 1.326 | Simple method | 1.1591
2020-12-01 | CML_LV | Simple method region | 22727.9638 | 0.5907 | 13425.4082 | UNET | 9.4771e-05 | 1.2723 | Simple method | 1.1122
2020-12-01 | CML_LV | Simple method region | 22727.9638 | 0.5907 | 13425.4082 | UNIS | 0.00021625 | 2.9032 | Simple method | 2.5377
2020-12-01 | CML_LV | Simple method region | 22727.9638 | 0.5907 | 13425.4082 | VECT | 0 | 0 | Simple method | 0
2020-12-01 | CML_LV | Simple method region | 22727.9638 | 0.5907 | 13425.4082 | WAIP | 0 | 0 | Simple method | 0
2020-12-01 | CML_LV | Simple method region | 22727.9638 | 0.5907 | 13425.4082 | WATA | 0 | 0 | Simple method | 0
2020-12-01 | CML_LV | Simple method region | 22727.9638 | 0.5907 | 13425.4082 | WAV1 | 0.00042774 | 5.7426 | Simple method | 5.0196
2020-12-01 | CML_LV | Simple method region | 22727.9638 | 0.5907 | 13425.4082 | WELE | 8.4097e-05 | 1.129 | Simple method | 0.9869
2020-12-01 | CML_LV | Simple method region | 22727.9638 | 0.5907 | 13425.4082 | WNST | 0 | 0 | Simple method | 0
2020-12-01 | CML_LV | Simple method region | 22727.9638 | 0.5907 | 13425.4082 | WPOW | 0 | 0 | Simple method | 0
2020-12-01 | CML_LV | Simple method region | 22727.9638 | 0.5907 | 13425.4082 | WTOM | 1.78e-07 | 0.0023898 | Simple method | 0.0020889
2021-01-01 | CML_LV | Simple method region | 18599.9952 | 0.674 | 12536.3967 | ALPE | 0 | 0 | Simple method | 0
2021-01-01 | CML_LV | Simple method region | 18599.9952 | 0.674 | 12536.3967 | BUEL | 0 | 0 | Simple method | 0
2021-01-01 | CML_LV | Simple method region | 18599.9952 | 0.674 | 12536.3967 | CHBP | 0 | 0 | Simple method | 0
2021-01-01 | CML_LV | Simple method region | 18599.9952 | 0.674 | 12536.3967 | COUP | 0 | 0 | Simple method | 0
2021-01-01 | CML_LV | Simple method region | 18599.9952 | 0.674 | 12536.3967 | CTCT | 0.036726 | 460.4151 | Simple method | 402.4536
2021-01-01 | CML_LV | Simple method region | 18599.9952 | 0.674 | 12536.3967 | DUNE | 0.45068 | 5649.9018 | Simple method | 4938.6372
2021-01-01 | CML_LV | Simple method region | 18599.9952 | 0.674 | 12536.3967 | EASH | 0 | 0 | Simple method | 0
2021-01-01 | CML_LV | Simple method region | 18599.9952 | 0.674 | 12536.3967 | EAST | 0 | 0 | Simple method | 0
2021-01-01 | CML_LV | Simple method region | 18599.9952 | 0.674 | 12536.3967 | GENE | 0.045814 | 574.3408 | Simple method | 502.0372
2021-01-01 | CML_LV | Simple method region | 18599.9952 | 0.674 | 12536.3967 | HORO | 9.2341e-07 | 0.011576 | Simple method | 0.010119
2021-01-01 | CML_LV | Simple method region | 18599.9952 | 0.674 | 12536.3967 | HRZE | 4.2757e-06 | 0.053602 | Simple method | 0.046854
2021-01-01 | CML_LV | Simple method region | 18599.9952 | 0.674 | 12536.3967 | KIWI | 4.6885e-06 | 0.058776 | Simple method | 0.051377
2021-01-01 | CML_LV | Simple method region | 18599.9952 | 0.674 | 12536.3967 | KUPE | 0 | 0 | Simple method | 0
2021-01-01 | CML_LV | Simple method region | 18599.9952 | 0.674 | 12536.3967 | MARL | 0 | 0 | Simple method | 0
2021-01-01 | CML_LV | Simple method region | 18599.9952 | 0.674 | 12536.3967 | MELT | 7.881e-06 | 0.098799 | Simple method | 0.086361
2021-01-01 | CML_LV | Simple method region | 18599.9952 | 0.674 | 12536.3967 | MELW | 2.4486e-07 | 0.0030696 | Simple method | 0.0026832
2021-01-01 | CML_LV | Simple method region | 18599.9952 | 0.674 | 12536.3967 | MERI | 0.41289 | 5176.1217 | Simple method | 4524.5011
2021-01-01 | CML_LV | Simple method region | 18599.9952 | 0.674 | 12536.3967 | METH | 0 | 0 | Simple method | 0
2021-01-01 | CML_LV | Simple method region | 18599.9952 | 0.674 | 12536.3967 | MPOW | 0 | 0 | Simple method | 0
2021-01-01 | CML_LV | Simple method region | 18599.9952 | 0.674 | 12536.3967 | MRPL | 0.0027025 | 33.8799 | Simple method | 29.6148
2021-01-01 | CML_LV | Simple method region | 18599.9952 | 0.674 | 12536.3967 | MSVP | 0.00073045 | 9.1572 | Simple method | 8.0044
2021-01-01 | CML_LV | Simple method region | 18599.9952 | 0.674 | 12536.3967 | NAPA | 0.0011139 | 13.964 | Simple method | 12.2061
2021-01-01 | CML_LV | Simple method region | 18599.9952 | 0.674 | 12536.3967 | NELS | 0 | 0 | Simple method | 0
2021-01-01 | CML_LV | Simple method region | 18599.9952 | 0.674 | 12536.3967 | NPOW | 0 | 0 | Simple method | 0
2021-01-01 | CML_LV | Simple method region | 18599.9952 | 0.674 | 12536.3967 | NTRG | 0.00068058 | 8.532 | Simple method | 7.4579
2021-01-01 | CML_LV | Simple method region | 18599.9952 | 0.674 | 12536.3967 | NZAS | 0 | 0 | Simple method | 0
2021-01-01 | CML_LV | Simple method region | 18599.9952 | 0.674 | 12536.3967 | NZST | 3.0948e-15 | 3.8798e-11 | Simple method | 3.3914e-11
2021-01-01 | CML_LV | Simple method region | 18599.9952 | 0.674 | 12536.3967 | OMVP | 0 | 0 | Simple method | 0
2021-01-01 | CML_LV | Simple method region | 18599.9952 | 0.674 | 12536.3967 | ORON | 0 | 0 | Simple method | 0
2021-01-01 | CML_LV | Simple method region | 18599.9952 | 0.674 | 12536.3967 | PANP | 0 | 0 | Simple method | 0
2021-01-01 | CML_LV | Simple method region | 18599.9952 | 0.674 | 12536.3967 | POCO | 6.5639e-06 | 0.082287 | Simple method | 0.071928
2021-01-01 | CML_LV | Simple method region | 18599.9952 | 0.674 | 12536.3967 | POWN | 0.047127 | 590.7989 | Simple method | 516.4234
2021-01-01 | CML_LV | Simple method region | 18599.9952 | 0.674 | 12536.3967 | RAYN | 0 | 0 | Simple method | 0
2021-01-01 | CML_LV | Simple method region | 18599.9952 | 0.674 | 12536.3967 | SCAN | 0 | 0 | Simple method | 0
2021-01-01 | CML_LV | Simple method region | 18599.9952 | 0.674 | 12536.3967 | SCGL | 2.3202e-14 | 2.9087e-10 | Simple method | 2.5425e-10
2021-01-01 | CML_LV | Simple method region | 18599.9952 | 0.674 | 12536.3967 | SHPK | 0 | 0 | Simple method | 0
2021-01-01 | CML_LV | Simple method region | 18599.9952 | 0.674 | 12536.3967 | SKOG | 0.00013517 | 1.6945 | Simple method | 1.4812
2021-01-01 | CML_LV | Simple method region | 18599.9952 | 0.674 | 12536.3967 | SOLE | 0 | 0 | Simple method | 0
2021-01-01 | CML_LV | Simple method region | 18599.9952 | 0.674 | 12536.3967 | SOU2 | 1.4493e-05 | 0.1817 | Simple method | 0.15882
2021-01-01 | CML_LV | Simple method region | 18599.9952 | 0.674 | 12536.3967 | TARW | 0.00041606 | 5.2159 | Simple method | 4.5593
2021-01-01 | CML_LV | Simple method region | 18599.9952 | 0.674 | 12536.3967 | TASM | 0 | 0 | Simple method | 0
2021-01-01 | CML_LV | Simple method region | 18599.9952 | 0.674 | 12536.3967 | TBOP | 4.1512e-06 | 0.052041 | Simple method | 0.04549
2021-01-01 | CML_LV | Simple method region | 18599.9952 | 0.674 | 12536.3967 | TOD3 | 2.18e-05 | 0.27329 | Simple method | 0.23889
2021-01-01 | CML_LV | Simple method region | 18599.9952 | 0.674 | 12536.3967 | TOPE | 0 | 0 | Simple method | 0
2021-01-01 | CML_LV | Simple method region | 18599.9952 | 0.674 | 12536.3967 | TRNZ | 2.9704e-07 | 0.0037238 | Simple method | 0.003255
2021-01-01 | CML_LV | Simple method region | 18599.9952 | 0.674 | 12536.3967 | TRUG | 9.8768e-05 | 1.2382 | Simple method | 1.0823
2021-01-01 | CML_LV | Simple method region | 18599.9952 | 0.674 | 12536.3967 | UNET | 9.4771e-05 | 1.1881 | Simple method | 1.0385
2021-01-01 | CML_LV | Simple method region | 18599.9952 | 0.674 | 12536.3967 | UNIS | 0.00021625 | 2.7109 | Simple method | 2.3697
2021-01-01 | CML_LV | Simple method region | 18599.9952 | 0.674 | 12536.3967 | VECT | 0 | 0 | Simple method | 0
2021-01-01 | CML_LV | Simple method region | 18599.9952 | 0.674 | 12536.3967 | WAIP | 0 | 0 | Simple method | 0
2021-01-01 | CML_LV | Simple method region | 18599.9952 | 0.674 | 12536.3967 | WATA | 0 | 0 | Simple method | 0
2021-01-01 | CML_LV | Simple method region | 18599.9952 | 0.674 | 12536.3967 | WAV1 | 0.00042774 | 5.3623 | Simple method | 4.6873
2021-01-01 | CML_LV | Simple method region | 18599.9952 | 0.674 | 12536.3967 | WELE | 8.4097e-05 | 1.0543 | Simple method | 0.92155
2021-01-01 | CML_LV | Simple method region | 18599.9952 | 0.674 | 12536.3967 | WNST | 0 | 0 | Simple method | 0
2021-01-01 | CML_LV | Simple method region | 18599.9952 | 0.674 | 12536.3967 | WPOW | 0 | 0 | Simple method | 0
2021-01-01 | CML_LV | Simple method region | 18599.9952 | 0.674 | 12536.3967 | WTOM | 1.78e-07 | 0.0022315 | Simple method | 0.0019506
2021-02-01 | CML_LV | Simple method region | 26064.5471 | 0.1953 | 5090.406 | ALPE | 0 | 0 | Simple method | 0
2021-02-01 | CML_LV | Simple method region | 26064.5471 | 0.1953 | 5090.406 | BUEL | 0 | 0 | Simple method | 0
2021-02-01 | CML_LV | Simple method region | 26064.5471 | 0.1953 | 5090.406 | CHBP | 0 | 0 | Simple method | 0
2021-02-01 | CML_LV | Simple method region | 26064.5471 | 0.1953 | 5090.406 | COUP | 0 | 0 | Simple method | 0
2021-02-01 | CML_LV | Simple method region | 26064.5471 | 0.1953 | 5090.406 | CTCT | 0.036726 | 186.9516 | Simple method | 163.4163
2021-02-01 | CML_LV | Simple method region | 26064.5471 | 0.1953 | 5090.406 | DUNE | 0.45068 | 2294.1436 | Simple method | 2005.3345
2021-02-01 | CML_LV | Simple method region | 26064.5471 | 0.1953 | 5090.406 | EASH | 0 | 0 | Simple method | 0
2021-02-01 | CML_LV | Simple method region | 26064.5471 | 0.1953 | 5090.406 | EAST | 0 | 0 | Simple method | 0
2021-02-01 | CML_LV | Simple method region | 26064.5471 | 0.1953 | 5090.406 | GENE | 0.045814 | 233.2112 | Simple method | 203.8523
2021-02-01 | CML_LV | Simple method region | 26064.5471 | 0.1953 | 5090.406 | HORO | 9.2341e-07 | 0.0047005 | Simple method | 0.0041088
2021-02-01 | CML_LV | Simple method region | 26064.5471 | 0.1953 | 5090.406 | HRZE | 4.2757e-06 | 0.021765 | Simple method | 0.019025
2021-02-01 | CML_LV | Simple method region | 26064.5471 | 0.1953 | 5090.406 | KIWI | 4.6885e-06 | 0.023866 | Simple method | 0.020862
2021-02-01 | CML_LV | Simple method region | 26064.5471 | 0.1953 | 5090.406 | KUPE | 0 | 0 | Simple method | 0
2021-02-01 | CML_LV | Simple method region | 26064.5471 | 0.1953 | 5090.406 | MARL | 0 | 0 | Simple method | 0
2021-02-01 | CML_LV | Simple method region | 26064.5471 | 0.1953 | 5090.406 | MELT | 7.881e-06 | 0.040117 | Simple method | 0.035067
2021-02-01 | CML_LV | Simple method region | 26064.5471 | 0.1953 | 5090.406 | MELW | 2.4486e-07 | 0.0012464 | Simple method | 0.0010895
2021-02-01 | CML_LV | Simple method region | 26064.5471 | 0.1953 | 5090.406 | MERI | 0.41289 | 2101.7651 | Simple method | 1837.1744
2021-02-01 | CML_LV | Simple method region | 26064.5471 | 0.1953 | 5090.406 | METH | 0 | 0 | Simple method | 0
2021-02-01 | CML_LV | Simple method region | 26064.5471 | 0.1953 | 5090.406 | MPOW | 0 | 0 | Simple method | 0
2021-02-01 | CML_LV | Simple method region | 26064.5471 | 0.1953 | 5090.406 | MRPL | 0.0027025 | 13.7569 | Simple method | 12.0251
2021-02-01 | CML_LV | Simple method region | 26064.5471 | 0.1953 | 5090.406 | MSVP | 0.00073045 | 3.7183 | Simple method | 3.2502
2021-02-01 | CML_LV | Simple method region | 26064.5471 | 0.1953 | 5090.406 | NAPA | 0.0011139 | 5.6701 | Simple method | 4.9563
2021-02-01 | CML_LV | Simple method region | 26064.5471 | 0.1953 | 5090.406 | NELS | 0 | 0 | Simple method | 0
2021-02-01 | CML_LV | Simple method region | 26064.5471 | 0.1953 | 5090.406 | NPOW | 0 | 0 | Simple method | 0
2021-02-01 | CML_LV | Simple method region | 26064.5471 | 0.1953 | 5090.406 | NTRG | 0.00068058 | 3.4644 | Simple method | 3.0283
2021-02-01 | CML_LV | Simple method region | 26064.5471 | 0.1953 | 5090.406 | NZAS | 0 | 0 | Simple method | 0
2021-02-01 | CML_LV | Simple method region | 26064.5471 | 0.1953 | 5090.406 | NZST | 3.0948e-15 | 1.5754e-11 | Simple method | 1.3771e-11
2021-02-01 | CML_LV | Simple method region | 26064.5471 | 0.1953 | 5090.406 | OMVP | 0 | 0 | Simple method | 0
2021-02-01 | CML_LV | Simple method region | 26064.5471 | 0.1953 | 5090.406 | ORON | 0 | 0 | Simple method | 0
2021-02-01 | CML_LV | Simple method region | 26064.5471 | 0.1953 | 5090.406 | PANP | 0 | 0 | Simple method | 0
2021-02-01 | CML_LV | Simple method region | 26064.5471 | 0.1953 | 5090.406 | POCO | 6.5639e-06 | 0.033413 | Simple method | 0.029206
2021-02-01 | CML_LV | Simple method region | 26064.5471 | 0.1953 | 5090.406 | POWN | 0.047127 | 239.894 | Simple method | 209.6938
2021-02-01 | CML_LV | Simple method region | 26064.5471 | 0.1953 | 5090.406 | RAYN | 0 | 0 | Simple method | 0
2021-02-01 | CML_LV | Simple method region | 26064.5471 | 0.1953 | 5090.406 | SCAN | 0 | 0 | Simple method | 0
2021-02-01 | CML_LV | Simple method region | 26064.5471 | 0.1953 | 5090.406 | SCGL | 2.3202e-14 | 1.1811e-10 | Simple method | 1.0324e-10
2021-02-01 | CML_LV | Simple method region | 26064.5471 | 0.1953 | 5090.406 | SHPK | 0 | 0 | Simple method | 0
2021-02-01 | CML_LV | Simple method region | 26064.5471 | 0.1953 | 5090.406 | SKOG | 0.00013517 | 0.68806 | Simple method | 0.60144
2021-02-01 | CML_LV | Simple method region | 26064.5471 | 0.1953 | 5090.406 | SOLE | 0 | 0 | Simple method | 0
2021-02-01 | CML_LV | Simple method region | 26064.5471 | 0.1953 | 5090.406 | SOU2 | 1.4493e-05 | 0.073778 | Simple method | 0.06449
2021-02-01 | CML_LV | Simple method region | 26064.5471 | 0.1953 | 5090.406 | TARW | 0.00041606 | 2.1179 | Simple method | 1.8513
2021-02-01 | CML_LV | Simple method region | 26064.5471 | 0.1953 | 5090.406 | TASM | 0 | 0 | Simple method | 0
2021-02-01 | CML_LV | Simple method region | 26064.5471 | 0.1953 | 5090.406 | TBOP | 4.1512e-06 | 0.021131 | Simple method | 0.018471
2021-02-01 | CML_LV | Simple method region | 26064.5471 | 0.1953 | 5090.406 | TOD3 | 2.18e-05 | 0.11097 | Simple method | 0.097
2021-02-01 | CML_LV | Simple method region | 26064.5471 | 0.1953 | 5090.406 | TOPE | 0 | 0 | Simple method | 0
2021-02-01 | CML_LV | Simple method region | 26064.5471 | 0.1953 | 5090.406 | TRNZ | 2.9704e-07 | 0.001512 | Simple method | 0.0013217
2021-02-01 | CML_LV | Simple method region | 26064.5471 | 0.1953 | 5090.406 | TRUG | 9.8768e-05 | 0.50277 | Simple method | 0.43948
2021-02-01 | CML_LV | Simple method region | 26064.5471 | 0.1953 | 5090.406 | UNET | 9.4771e-05 | 0.48242 | Simple method | 0.42169
2021-02-01 | CML_LV | Simple method region | 26064.5471 | 0.1953 | 5090.406 | UNIS | 0.00021625 | 1.1008 | Simple method | 0.9622
2021-02-01 | CML_LV | Simple method region | 26064.5471 | 0.1953 | 5090.406 | VECT | 0 | 0 | Simple method | 0
2021-02-01 | CML_LV | Simple method region | 26064.5471 | 0.1953 | 5090.406 | WAIP | 0 | 0 | Simple method | 0
2021-02-01 | CML_LV | Simple method region | 26064.5471 | 0.1953 | 5090.406 | WATA | 0 | 0 | Simple method | 0
2021-02-01 | CML_LV | Simple method region | 26064.5471 | 0.1953 | 5090.406 | WAV1 | 0.00042774 | 2.1774 | Simple method | 1.9033
2021-02-01 | CML_LV | Simple method region | 26064.5471 | 0.1953 | 5090.406 | WELE | 8.4097e-05 | 0.42809 | Simple method | 0.3742
2021-02-01 | CML_LV | Simple method region | 26064.5471 | 0.1953 | 5090.406 | WNST | 0 | 0 | Simple method | 0
2021-02-01 | CML_LV | Simple method region | 26064.5471 | 0.1953 | 5090.406 | WPOW | 0 | 0 | Simple method | 0
2021-02-01 | CML_LV | Simple method region | 26064.5471 | 0.1953 | 5090.406 | WTOM | 1.78e-07 | 0.00090611 | Simple method | 0.00079204
2021-03-01 | CML_LV | Simple method region | 55091.1119 | 0.2048 | 11282.6597 | ALPE | 0 | 0 | Simple method | 0
2021-03-01 | CML_LV | Simple method region | 55091.1119 | 0.2048 | 11282.6597 | BUEL | 0 | 0 | Simple method | 0
2021-03-01 | CML_LV | Simple method region | 55091.1119 | 0.2048 | 11282.6597 | CHBP | 0 | 0 | Simple method | 0
2021-03-01 | CML_LV | Simple method region | 55091.1119 | 0.2048 | 11282.6597 | COUP | 0 | 0 | Simple method | 0
2021-03-01 | CML_LV | Simple method region | 55091.1119 | 0.2048 | 11282.6597 | CTCT | 0.036726 | 414.37 | Simple method | 362.2051
2021-03-01 | CML_LV | Simple method region | 55091.1119 | 0.2048 | 11282.6597 | DUNE | 0.45068 | 5084.8678 | Simple method | 4444.7351
2021-03-01 | CML_LV | Simple method region | 55091.1119 | 0.2048 | 11282.6597 | EASH | 0 | 0 | Simple method | 0
2021-03-01 | CML_LV | Simple method region | 55091.1119 | 0.2048 | 11282.6597 | EAST | 0 | 0 | Simple method | 0
2021-03-01 | CML_LV | Simple method region | 55091.1119 | 0.2048 | 11282.6597 | GENE | 0.045814 | 516.9022 | Simple method | 451.8296
2021-03-01 | CML_LV | Simple method region | 55091.1119 | 0.2048 | 11282.6597 | HORO | 9.2341e-07 | 0.010418 | Simple method | 0.0091069
2021-03-01 | CML_LV | Simple method region | 55091.1119 | 0.2048 | 11282.6597 | HRZE | 4.2757e-06 | 0.048242 | Simple method | 0.042169
2021-03-01 | CML_LV | Simple method region | 55091.1119 | 0.2048 | 11282.6597 | KIWI | 4.6885e-06 | 0.052898 | Simple method | 0.046239
2021-03-01 | CML_LV | Simple method region | 55091.1119 | 0.2048 | 11282.6597 | KUPE | 0 | 0 | Simple method | 0
2021-03-01 | CML_LV | Simple method region | 55091.1119 | 0.2048 | 11282.6597 | MARL | 0 | 0 | Simple method | 0
2021-03-01 | CML_LV | Simple method region | 55091.1119 | 0.2048 | 11282.6597 | MELT | 7.881e-06 | 0.088918 | Simple method | 0.077724
2021-03-01 | CML_LV | Simple method region | 55091.1119 | 0.2048 | 11282.6597 | MELW | 2.4486e-07 | 0.0027626 | Simple method | 0.0024148
2021-03-01 | CML_LV | Simple method region | 55091.1119 | 0.2048 | 11282.6597 | MERI | 0.41289 | 4658.4693 | Simple method | 4072.0158
2021-03-01 | CML_LV | Simple method region | 55091.1119 | 0.2048 | 11282.6597 | METH | 0 | 0 | Simple method | 0
2021-03-01 | CML_LV | Simple method region | 55091.1119 | 0.2048 | 11282.6597 | MPOW | 0 | 0 | Simple method | 0
2021-03-01 | CML_LV | Simple method region | 55091.1119 | 0.2048 | 11282.6597 | MRPL | 0.0027025 | 30.4916 | Simple method | 26.6531
2021-03-01 | CML_LV | Simple method region | 55091.1119 | 0.2048 | 11282.6597 | MSVP | 0.00073045 | 8.2414 | Simple method | 7.2039
2021-03-01 | CML_LV | Simple method region | 55091.1119 | 0.2048 | 11282.6597 | NAPA | 0.0011139 | 12.5675 | Simple method | 10.9854
2021-03-01 | CML_LV | Simple method region | 55091.1119 | 0.2048 | 11282.6597 | NELS | 0 | 0 | Simple method | 0
2021-03-01 | CML_LV | Simple method region | 55091.1119 | 0.2048 | 11282.6597 | NPOW | 0 | 0 | Simple method | 0
2021-03-01 | CML_LV | Simple method region | 55091.1119 | 0.2048 | 11282.6597 | NTRG | 0.00068058 | 7.6788 | Simple method | 6.7121
2021-03-01 | CML_LV | Simple method region | 55091.1119 | 0.2048 | 11282.6597 | NZAS | 0 | 0 | Simple method | 0
2021-03-01 | CML_LV | Simple method region | 55091.1119 | 0.2048 | 11282.6597 | NZST | 3.0948e-15 | 3.4918e-11 | Simple method | 3.0522e-11
2021-03-01 | CML_LV | Simple method region | 55091.1119 | 0.2048 | 11282.6597 | OMVP | 0 | 0 | Simple method | 0
2021-03-01 | CML_LV | Simple method region | 55091.1119 | 0.2048 | 11282.6597 | ORON | 0 | 0 | Simple method | 0
2021-03-01 | CML_LV | Simple method region | 55091.1119 | 0.2048 | 11282.6597 | PANP | 0 | 0 | Simple method | 0
2021-03-01 | CML_LV | Simple method region | 55091.1119 | 0.2048 | 11282.6597 | POCO | 6.5639e-06 | 0.074058 | Simple method | 0.064735
2021-03-01 | CML_LV | Simple method region | 55091.1119 | 0.2048 | 11282.6597 | POWN | 0.047127 | 531.7144 | Simple method | 464.777
2021-03-01 | CML_LV | Simple method region | 55091.1119 | 0.2048 | 11282.6597 | RAYN | 0 | 0 | Simple method | 0
2021-03-01 | CML_LV | Simple method region | 55091.1119 | 0.2048 | 11282.6597 | SCAN | 0 | 0 | Simple method | 0
2021-03-01 | CML_LV | Simple method region | 55091.1119 | 0.2048 | 11282.6597 | SCGL | 2.3202e-14 | 2.6178e-10 | Simple method | 2.2882e-10
2021-03-01 | CML_LV | Simple method region | 55091.1119 | 0.2048 | 11282.6597 | SHPK | 0 | 0 | Simple method | 0
2021-03-01 | CML_LV | Simple method region | 55091.1119 | 0.2048 | 11282.6597 | SKOG | 0.00013517 | 1.5251 | Simple method | 1.3331
2021-03-01 | CML_LV | Simple method region | 55091.1119 | 0.2048 | 11282.6597 | SOLE | 0 | 0 | Simple method | 0
2021-03-01 | CML_LV | Simple method region | 55091.1119 | 0.2048 | 11282.6597 | SOU2 | 1.4493e-05 | 0.16352 | Simple method | 0.14294
2021-03-01 | CML_LV | Simple method region | 55091.1119 | 0.2048 | 11282.6597 | TARW | 0.00041606 | 4.6942 | Simple method | 4.1033
2021-03-01 | CML_LV | Simple method region | 55091.1119 | 0.2048 | 11282.6597 | TASM | 0 | 0 | Simple method | 0
2021-03-01 | CML_LV | Simple method region | 55091.1119 | 0.2048 | 11282.6597 | TBOP | 4.1512e-06 | 0.046837 | Simple method | 0.04094
2021-03-01 | CML_LV | Simple method region | 55091.1119 | 0.2048 | 11282.6597 | TOD3 | 2.18e-05 | 0.24596 | Simple method | 0.215
2021-03-01 | CML_LV | Simple method region | 55091.1119 | 0.2048 | 11282.6597 | TOPE | 0 | 0 | Simple method | 0
2021-03-01 | CML_LV | Simple method region | 55091.1119 | 0.2048 | 11282.6597 | TRNZ | 2.9704e-07 | 0.0033514 | Simple method | 0.0029295
2021-03-01 | CML_LV | Simple method region | 55091.1119 | 0.2048 | 11282.6597 | TRUG | 9.8768e-05 | 1.1144 | Simple method | 0.97408
2021-03-01 | CML_LV | Simple method region | 55091.1119 | 0.2048 | 11282.6597 | UNET | 9.4771e-05 | 1.0693 | Simple method | 0.93466
2021-03-01 | CML_LV | Simple method region | 55091.1119 | 0.2048 | 11282.6597 | UNIS | 0.00021625 | 2.4398 | Simple method | 2.1327
2021-03-01 | CML_LV | Simple method region | 55091.1119 | 0.2048 | 11282.6597 | VECT | 0 | 0 | Simple method | 0
2021-03-01 | CML_LV | Simple method region | 55091.1119 | 0.2048 | 11282.6597 | WAIP | 0 | 0 | Simple method | 0
2021-03-01 | CML_LV | Simple method region | 55091.1119 | 0.2048 | 11282.6597 | WATA | 0 | 0 | Simple method | 0
2021-03-01 | CML_LV | Simple method region | 55091.1119 | 0.2048 | 11282.6597 | WAV1 | 0.00042774 | 4.826 | Simple method | 4.2185
2021-03-01 | CML_LV | Simple method region | 55091.1119 | 0.2048 | 11282.6597 | WELE | 8.4097e-05 | 0.94884 | Simple method | 0.82939
2021-03-01 | CML_LV | Simple method region | 55091.1119 | 0.2048 | 11282.6597 | WNST | 0 | 0 | Simple method | 0
2021-03-01 | CML_LV | Simple method region | 55091.1119 | 0.2048 | 11282.6597 | WPOW | 0 | 0 | Simple method | 0
2021-03-01 | CML_LV | Simple method region | 55091.1119 | 0.2048 | 11282.6597 | WTOM | 1.78e-07 | 0.0020083 | Simple method | 0.0017555
2020-04-01 | CNI_LV | Simple method region | 31414.1697 | 2.1412 | 67264.0201 | ALPE | 1.0934e-05 | 0.73548 | Simple method | 0.64289
2020-04-01 | CNI_LV | Simple method region | 31414.1697 | 2.1412 | 67264.0201 | BUEL | 5.831e-07 | 0.039222 | Simple method | 0.034284
2020-04-01 | CNI_LV | Simple method region | 31414.1697 | 2.1412 | 67264.0201 | CHBP | 0.033293 | 2239.4422 | Simple method | 1957.5194
2020-04-01 | CNI_LV | Simple method region | 31414.1697 | 2.1412 | 67264.0201 | COUP | 0.004308 | 289.7714 | Simple method | 253.2922
2020-04-01 | CNI_LV | Simple method region | 31414.1697 | 2.1412 | 67264.0201 | CTCT | 0.054657 | 3676.4684 | Simple method | 3213.6387
2020-04-01 | CNI_LV | Simple method region | 31414.1697 | 2.1412 | 67264.0201 | DUNE | 7.0814e-05 | 4.7633 | Simple method | 4.1636
2020-04-01 | CNI_LV | Simple method region | 31414.1697 | 2.1412 | 67264.0201 | EASH | 9.231e-06 | 0.62092 | Simple method | 0.54275
2020-04-01 | CNI_LV | Simple method region | 31414.1697 | 2.1412 | 67264.0201 | EAST | 1.6509e-05 | 1.1104 | Simple method | 0.97064
2020-04-01 | CNI_LV | Simple method region | 31414.1697 | 2.1412 | 67264.0201 | GENE | 0.064783 | 4357.5596 | Simple method | 3808.9876
2020-04-01 | CNI_LV | Simple method region | 31414.1697 | 2.1412 | 67264.0201 | HORO | 0.024992 | 1681.0921 | Simple method | 1469.4598
2020-04-01 | CNI_LV | Simple method region | 31414.1697 | 2.1412 | 67264.0201 | HRZE | 6.7756e-05 | 4.5575 | Simple method | 3.9838
2020-04-01 | CNI_LV | Simple method region | 31414.1697 | 2.1412 | 67264.0201 | KIWI | 0.029568 | 1988.838 | Simple method | 1738.4637
2020-04-01 | CNI_LV | Simple method region | 31414.1697 | 2.1412 | 67264.0201 | KUPE | 0.017281 | 1162.3654 | Simple method | 1016.0355
2020-04-01 | CNI_LV | Simple method region | 31414.1697 | 2.1412 | 67264.0201 | MARL | 5.6191e-06 | 0.37796 | Simple method | 0.33038
2020-04-01 | CNI_LV | Simple method region | 31414.1697 | 2.1412 | 67264.0201 | MELT | 0.049749 | 3346.2974 | Simple method | 2925.0329
2020-04-01 | CNI_LV | Simple method region | 31414.1697 | 2.1412 | 67264.0201 | MELW | 0.0022 | 147.9827 | Simple method | 129.3532
2020-04-01 | CNI_LV | Simple method region | 31414.1697 | 2.1412 | 67264.0201 | MERI | 0.030039 | 2020.5221 | Simple method | 1766.1591
2020-04-01 | CNI_LV | Simple method region | 31414.1697 | 2.1412 | 67264.0201 | METH | 0.013983 | 940.5255 | Simple method | 822.1229
2020-04-01 | CNI_LV | Simple method region | 31414.1697 | 2.1412 | 67264.0201 | MPOW | 1.3192e-05 | 0.88737 | Simple method | 0.77566
2020-04-01 | CNI_LV | Simple method region | 31414.1697 | 2.1412 | 67264.0201 | MRPL | 0.034384 | 2312.8361 | Simple method | 2021.6738
2020-04-01 | CNI_LV | Simple method region | 31414.1697 | 2.1412 | 67264.0201 | MSVP | 0.0089317 | 600.7806 | Simple method | 525.1485
2020-04-01 | CNI_LV | Simple method region | 31414.1697 | 2.1412 | 67264.0201 | NAPA | 0.01362 | 916.1369 | Simple method | 800.8047
2020-04-01 | CNI_LV | Simple method region | 31414.1697 | 2.1412 | 67264.0201 | NELS | 9.6717e-07 | 0.065056 | Simple method | 0.056866
2020-04-01 | CNI_LV | Simple method region | 31414.1697 | 2.1412 | 67264.0201 | NPOW | 0.00014671 | 9.8681 | Simple method | 8.6258
2020-04-01 | CNI_LV | Simple method region | 31414.1697 | 2.1412 | 67264.0201 | NTRG | 0.0083218 | 559.7611 | Simple method | 489.2929
2020-04-01 | CNI_LV | Simple method region | 31414.1697 | 2.1412 | 67264.0201 | NZAS | 3.3562e-05 | 2.2575 | Simple method | 1.9733
2020-04-01 | CNI_LV | Simple method region | 31414.1697 | 2.1412 | 67264.0201 | NZST | 5.7228e-05 | 3.8494 | Simple method | 3.3648
2020-04-01 | CNI_LV | Simple method region | 31414.1697 | 2.1412 | 67264.0201 | OMVP | 0.022442 | 1509.5654 | Simple method | 1319.5266
2020-04-01 | CNI_LV | Simple method region | 31414.1697 | 2.1412 | 67264.0201 | ORON | 6.7887e-05 | 4.5664 | Simple method | 3.9915
2020-04-01 | CNI_LV | Simple method region | 31414.1697 | 2.1412 | 67264.0201 | PANP | 5.9271e-05 | 3.9868 | Simple method | 3.4849
2020-04-01 | CNI_LV | Simple method region | 31414.1697 | 2.1412 | 67264.0201 | POCO | 0.32108 | 21596.8342 | Simple method | 18878.0144
2020-04-01 | CNI_LV | Simple method region | 31414.1697 | 2.1412 | 67264.0201 | POWN | 5.848e-05 | 3.9336 | Simple method | 3.4384
2020-04-01 | CNI_LV | Simple method region | 31414.1697 | 2.1412 | 67264.0201 | RAYN | 3.3765e-08 | 0.0022712 | Simple method | 0.0019853
2020-04-01 | CNI_LV | Simple method region | 31414.1697 | 2.1412 | 67264.0201 | SCAN | 0.023324 | 1568.8333 | Simple method | 1371.3333
2020-04-01 | CNI_LV | Simple method region | 31414.1697 | 2.1412 | 67264.0201 | SCGL | 1.9394e-06 | 0.13045 | Simple method | 0.11403
2020-04-01 | CNI_LV | Simple method region | 31414.1697 | 2.1412 | 67264.0201 | SHPK | 5.6064e-08 | 0.0037711 | Simple method | 0.0032964
2020-04-01 | CNI_LV | Simple method region | 31414.1697 | 2.1412 | 67264.0201 | SKOG | 0.00081009 | 54.4901 | Simple method | 47.6303
2020-04-01 | CNI_LV | Simple method region | 31414.1697 | 2.1412 | 67264.0201 | SOLE | 1.3932e-10 | 9.3714e-06 | Simple method | 8.1916e-06
2020-04-01 | CNI_LV | Simple method region | 31414.1697 | 2.1412 | 67264.0201 | SOU2 | 8.1697e-05 | 5.4953 | Simple method | 4.8035
2020-04-01 | CNI_LV | Simple method region | 31414.1697 | 2.1412 | 67264.0201 | TARW | 0.0050874 | 342.2014 | Simple method | 299.1217
2020-04-01 | CNI_LV | Simple method region | 31414.1697 | 2.1412 | 67264.0201 | TASM | 1.1575e-05 | 0.7786 | Simple method | 0.68058
2020-04-01 | CNI_LV | Simple method region | 31414.1697 | 2.1412 | 67264.0201 | TBOP | 0.026133 | 1757.7808 | Simple method | 1536.4942
2020-04-01 | CNI_LV | Simple method region | 31414.1697 | 2.1412 | 67264.0201 | TOD3 | 0.13756 | 9253.1621 | Simple method | 8088.2839
2020-04-01 | CNI_LV | Simple method region | 31414.1697 | 2.1412 | 67264.0201 | TOPE | 2.1135e-05 | 1.4216 | Simple method | 1.2427
2020-04-01 | CNI_LV | Simple method region | 31414.1697 | 2.1412 | 67264.0201 | TRNZ | 9.6321e-06 | 0.64789 | Simple method | 0.56633
2020-04-01 | CNI_LV | Simple method region | 31414.1697 | 2.1412 | 67264.0201 | TRUG | 0.022271 | 1498.068 | Simple method | 1309.4766
2020-04-01 | CNI_LV | Simple method region | 31414.1697 | 2.1412 | 67264.0201 | UNET | 0.017647 | 1187.0288 | Simple method | 1037.594
2020-04-01 | CNI_LV | Simple method region | 31414.1697 | 2.1412 | 67264.0201 | UNIS | 0.0027337 | 183.8816 | Simple method | 160.7328
2020-04-01 | CNI_LV | Simple method region | 31414.1697 | 2.1412 | 67264.0201 | VECT | 0.0014179 | 95.374 | Simple method | 83.3674
2020-04-01 | CNI_LV | Simple method region | 31414.1697 | 2.1412 | 67264.0201 | WAIP | 0.0042779 | 287.7515 | Simple method | 251.5265
2020-04-01 | CNI_LV | Simple method region | 31414.1697 | 2.1412 | 67264.0201 | WATA | 4.6071e-06 | 0.30989 | Simple method | 0.27088
2020-04-01 | CNI_LV | Simple method region | 31414.1697 | 2.1412 | 67264.0201 | WAV1 | 0.0052303 | 351.8084 | Simple method | 307.5194
2020-04-01 | CNI_LV | Simple method region | 31414.1697 | 2.1412 | 67264.0201 | WELE | 0.0023887 | 160.6728 | Simple method | 140.4457
2020-04-01 | CNI_LV | Simple method region | 31414.1697 | 2.1412 | 67264.0201 | WNST | 3.2015e-05 | 2.1534 | Simple method | 1.8823
2020-04-01 | CNI_LV | Simple method region | 31414.1697 | 2.1412 | 67264.0201 | WPOW | 2.7222e-06 | 0.1831 | Simple method | 0.16005
2020-04-01 | CNI_LV | Simple method region | 31414.1697 | 2.1412 | 67264.0201 | WTOM | 0.016702 | 1123.443 | Simple method | 982.013
2020-05-01 | CNI_LV | Simple method region | 120456.0135 | 0.3989 | 48049.9038 | ALPE | 1.0934e-05 | 0.52539 | Simple method | 0.45924
2020-05-01 | CNI_LV | Simple method region | 120456.0135 | 0.3989 | 48049.9038 | BUEL | 5.831e-07 | 0.028018 | Simple method | 0.024491
2020-05-01 | CNI_LV | Simple method region | 120456.0135 | 0.3989 | 48049.9038 | CHBP | 0.033293 | 1599.7406 | Simple method | 1398.3497
2020-05-01 | CNI_LV | Simple method region | 120456.0135 | 0.3989 | 48049.9038 | COUP | 0.004308 | 206.9976 | Simple method | 180.9387
2020-05-01 | CNI_LV | Simple method region | 120456.0135 | 0.3989 | 48049.9038 | CTCT | 0.054657 | 2626.277 | Simple method | 2295.6557
2020-05-01 | CNI_LV | Simple method region | 120456.0135 | 0.3989 | 48049.9038 | DUNE | 7.0814e-05 | 3.4026 | Simple method | 2.9743
2020-05-01 | CNI_LV | Simple method region | 120456.0135 | 0.3989 | 48049.9038 | EASH | 9.231e-06 | 0.44355 | Simple method | 0.38771
2020-05-01 | CNI_LV | Simple method region | 120456.0135 | 0.3989 | 48049.9038 | EAST | 1.6509e-05 | 0.79323 | Simple method | 0.69337
2020-05-01 | CNI_LV | Simple method region | 120456.0135 | 0.3989 | 48049.9038 | GENE | 0.064783 | 3112.8131 | Simple method | 2720.9418
2020-05-01 | CNI_LV | Simple method region | 120456.0135 | 0.3989 | 48049.9038 | HORO | 0.024992 | 1200.8844 | Simple method | 1049.7054
2020-05-01 | CNI_LV | Simple method region | 120456.0135 | 0.3989 | 48049.9038 | HRZE | 6.7756e-05 | 3.2557 | Simple method | 2.8458
2020-05-01 | CNI_LV | Simple method region | 120456.0135 | 0.3989 | 48049.9038 | KIWI | 0.029568 | 1420.722 | Simple method | 1241.8677
2020-05-01 | CNI_LV | Simple method region | 120456.0135 | 0.3989 | 48049.9038 | KUPE | 0.017281 | 830.3331 | Simple method | 725.8027
2020-05-01 | CNI_LV | Simple method region | 120456.0135 | 0.3989 | 48049.9038 | MARL | 5.6191e-06 | 0.27 | Simple method | 0.23601
2020-05-01 | CNI_LV | Simple method region | 120456.0135 | 0.3989 | 48049.9038 | MELT | 0.049749 | 2390.4202 | Simple method | 2089.4908
2020-05-01 | CNI_LV | Simple method region | 120456.0135 | 0.3989 | 48049.9038 | MELW | 0.0022 | 105.7111 | Simple method | 92.4032
2020-05-01 | CNI_LV | Simple method region | 120456.0135 | 0.3989 | 48049.9038 | MERI | 0.030039 | 1443.3555 | Simple method | 1261.6518
2020-05-01 | CNI_LV | Simple method region | 120456.0135 | 0.3989 | 48049.9038 | METH | 0.013983 | 671.8623 | Simple method | 587.2817
2020-05-01 | CNI_LV | Simple method region | 120456.0135 | 0.3989 | 48049.9038 | MPOW | 1.3192e-05 | 0.63389 | Simple method | 0.55409
2020-05-01 | CNI_LV | Simple method region | 120456.0135 | 0.3989 | 48049.9038 | MRPL | 0.034384 | 1652.1693 | Simple method | 1444.1782
2020-05-01 | CNI_LV | Simple method region | 120456.0135 | 0.3989 | 48049.9038 | MSVP | 0.0089317 | 429.1663 | Simple method | 375.1386
2020-05-01 | CNI_LV | Simple method region | 120456.0135 | 0.3989 | 48049.9038 | NAPA | 0.01362 | 654.4404 | Simple method | 572.053
2020-05-01 | CNI_LV | Simple method region | 120456.0135 | 0.3989 | 48049.9038 | NELS | 9.6717e-07 | 0.046472 | Simple method | 0.040622
2020-05-01 | CNI_LV | Simple method region | 120456.0135 | 0.3989 | 48049.9038 | NPOW | 0.00014671 | 7.0493 | Simple method | 6.1619
2020-05-01 | CNI_LV | Simple method region | 120456.0135 | 0.3989 | 48049.9038 | NTRG | 0.0083218 | 399.8641 | Simple method | 349.5253
2020-05-01 | CNI_LV | Simple method region | 120456.0135 | 0.3989 | 48049.9038 | NZAS | 3.3562e-05 | 1.6127 | Simple method | 1.4097
2020-05-01 | CNI_LV | Simple method region | 120456.0135 | 0.3989 | 48049.9038 | NZST | 5.7228e-05 | 2.7498 | Simple method | 2.4036
2020-05-01 | CNI_LV | Simple method region | 120456.0135 | 0.3989 | 48049.9038 | OMVP | 0.022442 | 1078.3547 | Simple method | 942.6009
2020-05-01 | CNI_LV | Simple method region | 120456.0135 | 0.3989 | 48049.9038 | ORON | 6.7887e-05 | 3.262 | Simple method | 2.8513
2020-05-01 | CNI_LV | Simple method region | 120456.0135 | 0.3989 | 48049.9038 | PANP | 5.9271e-05 | 2.848 | Simple method | 2.4895
2020-05-01 | CNI_LV | Simple method region | 120456.0135 | 0.3989 | 48049.9038 | POCO | 0.32108 | 15427.6507 | Simple method | 13485.4678
2020-05-01 | CNI_LV | Simple method region | 120456.0135 | 0.3989 | 48049.9038 | POWN | 5.848e-05 | 2.8099 | Simple method | 2.4562
2020-05-01 | CNI_LV | Simple method region | 120456.0135 | 0.3989 | 48049.9038 | RAYN | 3.3765e-08 | 0.0016224 | Simple method | 0.0014182
2020-05-01 | CNI_LV | Simple method region | 120456.0135 | 0.3989 | 48049.9038 | SCAN | 0.023324 | 1120.6926 | Simple method | 979.6089
2020-05-01 | CNI_LV | Simple method region | 120456.0135 | 0.3989 | 48049.9038 | SCGL | 1.9394e-06 | 0.093188 | Simple method | 0.081456
2020-05-01 | CNI_LV | Simple method region | 120456.0135 | 0.3989 | 48049.9038 | SHPK | 5.6064e-08 | 0.0026939 | Simple method | 0.0023548
2020-05-01 | CNI_LV | Simple method region | 120456.0135 | 0.3989 | 48049.9038 | SKOG | 0.00081009 | 38.9249 | Simple method | 34.0246
2020-05-01 | CNI_LV | Simple method region | 120456.0135 | 0.3989 | 48049.9038 | SOLE | 1.3932e-10 | 6.6944e-06 | Simple method | 5.8517e-06
2020-05-01 | CNI_LV | Simple method region | 120456.0135 | 0.3989 | 48049.9038 | SOU2 | 8.1697e-05 | 3.9255 | Simple method | 3.4313
2020-05-01 | CNI_LV | Simple method region | 120456.0135 | 0.3989 | 48049.9038 | TARW | 0.0050874 | 244.4508 | Simple method | 213.6769
2020-05-01 | CNI_LV | Simple method region | 120456.0135 | 0.3989 | 48049.9038 | TASM | 1.1575e-05 | 0.55619 | Simple method | 0.48617
2020-05-01 | CNI_LV | Simple method region | 120456.0135 | 0.3989 | 48049.9038 | TBOP | 0.026133 | 1255.6668 | Simple method | 1097.5912
2020-05-01 | CNI_LV | Simple method region | 120456.0135 | 0.3989 | 48049.9038 | TOD3 | 0.13756 | 6609.9758 | Simple method | 5777.8477
2020-05-01 | CNI_LV | Simple method region | 120456.0135 | 0.3989 | 48049.9038 | TOPE | 2.1135e-05 | 1.0155 | Simple method | 0.8877
2020-05-01 | CNI_LV | Simple method region | 120456.0135 | 0.3989 | 48049.9038 | TRNZ | 9.6321e-06 | 0.46282 | Simple method | 0.40456
2020-05-01 | CNI_LV | Simple method region | 120456.0135 | 0.3989 | 48049.9038 | TRUG | 0.022271 | 1070.1416 | Simple method | 935.4217
2020-05-01 | CNI_LV | Simple method region | 120456.0135 | 0.3989 | 48049.9038 | UNET | 0.017647 | 847.9514 | Simple method | 741.203
2020-05-01 | CNI_LV | Simple method region | 120456.0135 | 0.3989 | 48049.9038 | UNIS | 0.0027337 | 131.3554 | Simple method | 114.8191
2020-05-01 | CNI_LV | Simple method region | 120456.0135 | 0.3989 | 48049.9038 | VECT | 0.0014179 | 68.1302 | Simple method | 59.5533
2020-05-01 | CNI_LV | Simple method region | 120456.0135 | 0.3989 | 48049.9038 | WAIP | 0.0042779 | 205.5546 | Simple method | 179.6774
2020-05-01 | CNI_LV | Simple method region | 120456.0135 | 0.3989 | 48049.9038 | WATA | 4.6071e-06 | 0.22137 | Simple method | 0.1935
2020-05-01 | CNI_LV | Simple method region | 120456.0135 | 0.3989 | 48049.9038 | WAV1 | 0.0052303 | 251.3136 | Simple method | 219.6758
2020-05-01 | CNI_LV | Simple method region | 120456.0135 | 0.3989 | 48049.9038 | WELE | 0.0023887 | 114.7763 | Simple method | 100.3271
2020-05-01 | CNI_LV | Simple method region | 120456.0135 | 0.3989 | 48049.9038 | WNST | 3.2015e-05 | 1.5383 | Simple method | 1.3446
2020-05-01 | CNI_LV | Simple method region | 120456.0135 | 0.3989 | 48049.9038 | WPOW | 2.7222e-06 | 0.1308 | Simple method | 0.11433
2020-05-01 | CNI_LV | Simple method region | 120456.0135 | 0.3989 | 48049.9038 | WTOM | 0.016702 | 802.529 | Simple method | 701.4988
2020-06-01 | CNI_LV | Simple method region | 270761.3298 | 0.4449 | 120461.7156 | ALPE | 1.0934e-05 | 1.3171 | Simple method | 1.1513
2020-06-01 | CNI_LV | Simple method region | 270761.3298 | 0.4449 | 120461.7156 | BUEL | 5.831e-07 | 0.070241 | Simple method | 0.061399
2020-06-01 | CNI_LV | Simple method region | 270761.3298 | 0.4449 | 120461.7156 | CHBP | 0.033293 | 4010.5699 | Simple method | 3505.6803
2020-06-01 | CNI_LV | Simple method region | 270761.3298 | 0.4449 | 120461.7156 | COUP | 0.004308 | 518.9455 | Simple method | 453.6156
2020-06-01 | CNI_LV | Simple method region | 270761.3298 | 0.4449 | 120461.7156 | CTCT | 0.054657 | 6584.1097 | Simple method | 5755.2378
2020-06-01 | CNI_LV | Simple method region | 270761.3298 | 0.4449 | 120461.7156 | DUNE | 7.0814e-05 | 8.5304 | Simple method | 7.4565
2020-06-01 | CNI_LV | Simple method region | 270761.3298 | 0.4449 | 120461.7156 | EASH | 9.231e-06 | 1.112 | Simple method | 0.972
2020-06-01 | CNI_LV | Simple method region | 270761.3298 | 0.4449 | 120461.7156 | EAST | 1.6509e-05 | 1.9886 | Simple method | 1.7383
2020-06-01 | CNI_LV | Simple method region | 270761.3298 | 0.4449 | 120461.7156 | GENE | 0.064783 | 7803.8617 | Simple method | 6821.4356
2020-06-01 | CNI_LV | Simple method region | 270761.3298 | 0.4449 | 120461.7156 | HORO | 0.024992 | 3010.6323 | Simple method | 2631.6246
2020-06-01 | CNI_LV | Simple method region | 270761.3298 | 0.4449 | 120461.7156 | HRZE | 6.7756e-05 | 8.162 | Simple method | 7.1345
2020-06-01 | CNI_LV | Simple method region | 270761.3298 | 0.4449 | 120461.7156 | KIWI | 0.029568 | 3561.7681 | Simple method | 3113.378
2020-06-01 | CNI_LV | Simple method region | 270761.3298 | 0.4449 | 120461.7156 | KUPE | 0.017281 | 2081.6557 | Simple method | 1819.5966
2020-06-01 | CNI_LV | Simple method region | 270761.3298 | 0.4449 | 120461.7156 | MARL | 5.6191e-06 | 0.67689 | Simple method | 0.59167
2020-06-01 | CNI_LV | Simple method region | 270761.3298 | 0.4449 | 120461.7156 | MELT | 0.049749 | 5992.8135 | Simple method | 5238.3798
2020-06-01 | CNI_LV | Simple method region | 270761.3298 | 0.4449 | 120461.7156 | MELW | 0.0022 | 265.0191 | Simple method | 231.6559
2020-06-01 | CNI_LV | Simple method region | 270761.3298 | 0.4449 | 120461.7156 | MERI | 0.030039 | 3618.5105 | Simple method | 3162.9771
2020-06-01 | CNI_LV | Simple method region | 270761.3298 | 0.4449 | 120461.7156 | METH | 0.013983 | 1684.3672 | Simple method | 1472.3227
2020-06-01 | CNI_LV | Simple method region | 270761.3298 | 0.4449 | 120461.7156 | MPOW | 1.3192e-05 | 1.5892 | Simple method | 1.3891
2020-06-01 | CNI_LV | Simple method region | 270761.3298 | 0.4449 | 120461.7156 | MRPL | 0.034384 | 4142.0094 | Simple method | 3620.5729
2020-06-01 | CNI_LV | Simple method region | 270761.3298 | 0.4449 | 120461.7156 | MSVP | 0.0089317 | 1075.9253 | Simple method | 940.4773
2020-06-01 | CNI_LV | Simple method region | 270761.3298 | 0.4449 | 120461.7156 | NAPA | 0.01362 | 1640.6903 | Simple method | 1434.1442
2020-06-01 | CNI_LV | Simple method region | 270761.3298 | 0.4449 | 120461.7156 | NELS | 9.6717e-07 | 0.11651 | Simple method | 0.10184
2020-06-01 | CNI_LV | Simple method region | 270761.3298 | 0.4449 | 120461.7156 | NPOW | 0.00014671 | 17.6726 | Simple method | 15.4478
2020-06-01 | CNI_LV | Simple method region | 270761.3298 | 0.4449 | 120461.7156 | NTRG | 0.0083218 | 1002.4643 | Simple method | 876.2643
2020-06-01 | CNI_LV | Simple method region | 270761.3298 | 0.4449 | 120461.7156 | NZAS | 3.3562e-05 | 4.043 | Simple method | 3.534
2020-06-01 | CNI_LV | Simple method region | 270761.3298 | 0.4449 | 120461.7156 | NZST | 5.7228e-05 | 6.8938 | Simple method | 6.0259
2020-06-01 | CNI_LV | Simple method region | 270761.3298 | 0.4449 | 120461.7156 | OMVP | 0.022442 | 2703.4489 | Simple method | 2363.1124
2020-06-01 | CNI_LV | Simple method region | 270761.3298 | 0.4449 | 120461.7156 | ORON | 6.7887e-05 | 8.1778 | Simple method | 7.1483
2020-06-01 | CNI_LV | Simple method region | 270761.3298 | 0.4449 | 120461.7156 | PANP | 5.9271e-05 | 7.1399 | Simple method | 6.2411
2020-06-01 | CNI_LV | Simple method region | 270761.3298 | 0.4449 | 120461.7156 | POCO | 0.32108 | 38677.3152 | Simple method | 33808.238
2020-06-01 | CNI_LV | Simple method region | 270761.3298 | 0.4449 | 120461.7156 | POWN | 5.848e-05 | 7.0446 | Simple method | 6.1577
2020-06-01 | CNI_LV | Simple method region | 270761.3298 | 0.4449 | 120461.7156 | RAYN | 3.3765e-08 | 0.0040674 | Simple method | 0.0035554
2020-06-01 | CNI_LV | Simple method region | 270761.3298 | 0.4449 | 120461.7156 | SCAN | 0.023324 | 2809.5905 | Simple method | 2455.8919
2020-06-01 | CNI_LV | Simple method region | 270761.3298 | 0.4449 | 120461.7156 | SCGL | 1.9394e-06 | 0.23362 | Simple method | 0.20421
2020-06-01 | CNI_LV | Simple method region | 270761.3298 | 0.4449 | 120461.7156 | SHPK | 5.6064e-08 | 0.0067536 | Simple method | 0.0059034
2020-06-01 | CNI_LV | Simple method region | 270761.3298 | 0.4449 | 120461.7156 | SKOG | 0.00081009 | 97.5851 | Simple method | 85.3002
2020-06-01 | CNI_LV | Simple method region | 270761.3298 | 0.4449 | 120461.7156 | SOLE | 1.3932e-10 | 1.6783e-05 | Simple method | 1.467e-05
2020-06-01 | CNI_LV | Simple method region | 270761.3298 | 0.4449 | 120461.7156 | SOU2 | 8.1697e-05 | 9.8413 | Simple method | 8.6024
2020-06-01 | CNI_LV | Simple method region | 270761.3298 | 0.4449 | 120461.7156 | TARW | 0.0050874 | 612.8412 | Simple method | 535.6908
2020-06-01 | CNI_LV | Simple method region | 270761.3298 | 0.4449 | 120461.7156 | TASM | 1.1575e-05 | 1.3944 | Simple method | 1.2188
2020-06-01 | CNI_LV | Simple method region | 270761.3298 | 0.4449 | 120461.7156 | TBOP | 0.026133 | 3147.9726 | Simple method | 2751.6751
2020-06-01 | CNI_LV | Simple method region | 270761.3298 | 0.4449 | 120461.7156 | TOD3 | 0.13756 | 16571.2929 | Simple method | 14485.1372
2020-06-01 | CNI_LV | Simple method region | 270761.3298 | 0.4449 | 120461.7156 | TOPE | 2.1135e-05 | 2.546 | Simple method | 2.2255
2020-06-01 | CNI_LV | Simple method region | 270761.3298 | 0.4449 | 120461.7156 | TRNZ | 9.6321e-06 | 1.1603 | Simple method | 1.0142
2020-06-01 | CNI_LV | Simple method region | 270761.3298 | 0.4449 | 120461.7156 | TRUG | 0.022271 | 2682.8584 | Simple method | 2345.1141
2020-06-01 | CNI_LV | Simple method region | 270761.3298 | 0.4449 | 120461.7156 | UNET | 0.017647 | 2125.8248 | Simple method | 1858.2052
2020-06-01 | CNI_LV | Simple method region | 270761.3298 | 0.4449 | 120461.7156 | UNIS | 0.0027337 | 329.3097 | Simple method | 287.853
2020-06-01 | CNI_LV | Simple method region | 270761.3298 | 0.4449 | 120461.7156 | VECT | 0.0014179 | 170.8032 | Simple method | 149.3009
2020-06-01 | CNI_LV | Simple method region | 270761.3298 | 0.4449 | 120461.7156 | WAIP | 0.0042779 | 515.328 | Simple method | 450.4535
2020-06-01 | CNI_LV | Simple method region | 270761.3298 | 0.4449 | 120461.7156 | WATA | 4.6071e-06 | 0.55498 | Simple method | 0.48511
2020-06-01 | CNI_LV | Simple method region | 270761.3298 | 0.4449 | 120461.7156 | WAV1 | 0.0052303 | 630.0463 | Simple method | 550.73
2020-06-01 | CNI_LV | Simple method region | 270761.3298 | 0.4449 | 120461.7156 | WELE | 0.0023887 | 287.7455 | Simple method | 251.5213
2020-06-01 | CNI_LV | Simple method region | 270761.3298 | 0.4449 | 120461.7156 | WNST | 3.2015e-05 | 3.8565 | Simple method | 3.371
2020-06-01 | CNI_LV | Simple method region | 270761.3298 | 0.4449 | 120461.7156 | WPOW | 2.7222e-06 | 0.32792 | Simple method | 0.28663
2020-06-01 | CNI_LV | Simple method region | 270761.3298 | 0.4449 | 120461.7156 | WTOM | 0.016702 | 2011.9503 | Simple method | 1758.6664
2020-07-01 | CNI_LV | Simple method region | 302898.1395 | 0.5722 | 173318.3154 | ALPE | 1.0934e-05 | 1.8951 | Simple method | 1.6565
2020-07-01 | CNI_LV | Simple method region | 302898.1395 | 0.5722 | 173318.3154 | BUEL | 5.831e-07 | 0.10106 | Simple method | 0.088339
2020-07-01 | CNI_LV | Simple method region | 302898.1395 | 0.5722 | 173318.3154 | CHBP | 0.033293 | 5770.3413 | Simple method | 5043.9145
2020-07-01 | CNI_LV | Simple method region | 302898.1395 | 0.5722 | 173318.3154 | COUP | 0.004308 | 746.6502 | Simple method | 652.6546
2020-07-01 | CNI_LV | Simple method region | 302898.1395 | 0.5722 | 173318.3154 | CTCT | 0.054657 | 9473.1076 | Simple method | 8280.5406
2020-07-01 | CNI_LV | Simple method region | 302898.1395 | 0.5722 | 173318.3154 | DUNE | 7.0814e-05 | 12.2734 | Simple method | 10.7283
2020-07-01 | CNI_LV | Simple method region | 302898.1395 | 0.5722 | 173318.3154 | EASH | 9.231e-06 | 1.5999 | Simple method | 1.3985
2020-07-01 | CNI_LV | Simple method region | 302898.1395 | 0.5722 | 173318.3154 | EAST | 1.6509e-05 | 2.8612 | Simple method | 2.501
2020-07-01 | CNI_LV | Simple method region | 302898.1395 | 0.5722 | 173318.3154 | GENE | 0.064783 | 11228.0665 | Simple method | 9814.5682
2020-07-01 | CNI_LV | Simple method region | 302898.1395 | 0.5722 | 173318.3154 | HORO | 0.024992 | 4331.6478 | Simple method | 3786.3378
2020-07-01 | CNI_LV | Simple method region | 302898.1395 | 0.5722 | 173318.3154 | HRZE | 6.7756e-05 | 11.7433 | Simple method | 10.2649
2020-07-01 | CNI_LV | Simple method region | 302898.1395 | 0.5722 | 173318.3154 | KIWI | 0.029568 | 5124.6128 | Simple method | 4479.4766
2020-07-01 | CNI_LV | Simple method region | 302898.1395 | 0.5722 | 173318.3154 | KUPE | 0.017281 | 2995.0516 | Simple method | 2618.0053
2020-07-01 | CNI_LV | Simple method region | 302898.1395 | 0.5722 | 173318.3154 | MARL | 5.6191e-06 | 0.97389 | Simple method | 0.85129
2020-07-01 | CNI_LV | Simple method region | 302898.1395 | 0.5722 | 173318.3154 | MELT | 0.049749 | 8622.3605 | Simple method | 7536.8938
2020-07-01 | CNI_LV | Simple method region | 302898.1395 | 0.5722 | 173318.3154 | MELW | 0.0022 | 381.3051 | Simple method | 333.3027
2020-07-01 | CNI_LV | Simple method region | 302898.1395 | 0.5722 | 173318.3154 | MERI | 0.030039 | 5206.2527 | Simple method | 4550.8389
2020-07-01 | CNI_LV | Simple method region | 302898.1395 | 0.5722 | 173318.3154 | METH | 0.013983 | 2423.4396 | Simple method | 2118.3534
2020-07-01 | CNI_LV | Simple method region | 302898.1395 | 0.5722 | 173318.3154 | MPOW | 1.3192e-05 | 2.2865 | Simple method | 1.9986
2020-07-01 | CNI_LV | Simple method region | 302898.1395 | 0.5722 | 173318.3154 | MRPL | 0.034384 | 5959.4543 | Simple method | 5209.2202
2020-07-01 | CNI_LV | Simple method region | 302898.1395 | 0.5722 | 173318.3154 | MSVP | 0.0089317 | 1548.0234 | Simple method | 1353.1431
2020-07-01 | CNI_LV | Simple method region | 302898.1395 | 0.5722 | 173318.3154 | NAPA | 0.01362 | 2360.5979 | Simple method | 2063.4229
2020-07-01 | CNI_LV | Simple method region | 302898.1395 | 0.5722 | 173318.3154 | NELS | 9.6717e-07 | 0.16763 | Simple method | 0.14653
2020-07-01 | CNI_LV | Simple method region | 302898.1395 | 0.5722 | 173318.3154 | NPOW | 0.00014671 | 25.4271 | Simple method | 22.2261
2020-07-01 | CNI_LV | Simple method region | 302898.1395 | 0.5722 | 173318.3154 | NTRG | 0.0083218 | 1442.329 | Simple method | 1260.7546
2020-07-01 | CNI_LV | Simple method region | 302898.1395 | 0.5722 | 173318.3154 | NZAS | 3.3562e-05 | 5.817 | Simple method | 5.0847
2020-07-01 | CNI_LV | Simple method region | 302898.1395 | 0.5722 | 173318.3154 | NZST | 5.7228e-05 | 9.9186 | Simple method | 8.67
2020-07-01 | CNI_LV | Simple method region | 302898.1395 | 0.5722 | 173318.3154 | OMVP | 0.022442 | 3889.6774 | Simple method | 3400.0069
2020-07-01 | CNI_LV | Simple method region | 302898.1395 | 0.5722 | 173318.3154 | ORON | 6.7887e-05 | 11.7661 | Simple method | 10.2849
2020-07-01 | CNI_LV | Simple method region | 302898.1395 | 0.5722 | 173318.3154 | PANP | 5.9271e-05 | 10.2728 | Simple method | 8.9796
2020-07-01 | CNI_LV | Simple method region | 302898.1395 | 0.5722 | 173318.3154 | POCO | 0.32108 | 55648.2786 | Simple method | 48642.7313
2020-07-01 | CNI_LV | Simple method region | 302898.1395 | 0.5722 | 173318.3154 | POWN | 5.848e-05 | 10.1356 | Simple method | 8.8596
2020-07-01 | CNI_LV | Simple method region | 302898.1395 | 0.5722 | 173318.3154 | RAYN | 3.3765e-08 | 0.0058521 | Simple method | 0.0051154
2020-07-01 | CNI_LV | Simple method region | 302898.1395 | 0.5722 | 173318.3154 | SCAN | 0.023324 | 4042.3921 | Simple method | 3533.4964
2020-07-01 | CNI_LV | Simple method region | 302898.1395 | 0.5722 | 173318.3154 | SCGL | 1.9394e-06 | 0.33613 | Simple method | 0.29382
2020-07-01 | CNI_LV | Simple method region | 302898.1395 | 0.5722 | 173318.3154 | SHPK | 5.6064e-08 | 0.009717 | Simple method | 0.0084937
2020-07-01 | CNI_LV | Simple method region | 302898.1395 | 0.5722 | 173318.3154 | SKOG | 0.00081009 | 140.4039 | Simple method | 122.7285
2020-07-01 | CNI_LV | Simple method region | 302898.1395 | 0.5722 | 173318.3154 | SOLE | 1.3932e-10 | 2.4147e-05 | Simple method | 2.1107e-05
2020-07-01 | CNI_LV | Simple method region | 302898.1395 | 0.5722 | 173318.3154 | SOU2 | 8.1697e-05 | 14.1596 | Simple method | 12.377
2020-07-01 | CNI_LV | Simple method region | 302898.1395 | 0.5722 | 173318.3154 | TARW | 0.0050874 | 881.7457 | Simple method | 770.743
2020-07-01 | CNI_LV | Simple method region | 302898.1395 | 0.5722 | 173318.3154 | TASM | 1.1575e-05 | 2.0062 | Simple method | 1.7537
2020-07-01 | CNI_LV | Simple method region | 302898.1395 | 0.5722 | 173318.3154 | TBOP | 0.026133 | 4529.2506 | Simple method | 3959.0644
2020-07-01 | CNI_LV | Simple method region | 302898.1395 | 0.5722 | 173318.3154 | TOD3 | 0.13756 | 23842.501 | Simple method | 20840.9747
2020-07-01 | CNI_LV | Simple method region | 302898.1395 | 0.5722 | 173318.3154 | TOPE | 2.1135e-05 | 3.6631 | Simple method | 3.202
2020-07-01 | CNI_LV | Simple method region | 302898.1395 | 0.5722 | 173318.3154 | TRNZ | 9.6321e-06 | 1.6694 | Simple method | 1.4593
2020-07-01 | CNI_LV | Simple method region | 302898.1395 | 0.5722 | 173318.3154 | TRUG | 0.022271 | 3860.0522 | Simple method | 3374.1112
2020-07-01 | CNI_LV | Simple method region | 302898.1395 | 0.5722 | 173318.3154 | UNET | 0.017647 | 3058.6014 | Simple method | 2673.5548
2020-07-01 | CNI_LV | Simple method region | 302898.1395 | 0.5722 | 173318.3154 | UNIS | 0.0027337 | 473.8054 | Simple method | 414.1581
2020-07-01 | CNI_LV | Simple method region | 302898.1395 | 0.5722 | 173318.3154 | VECT | 0.0014179 | 245.7488 | Simple method | 214.8116
2020-07-01 | CNI_LV | Simple method region | 302898.1395 | 0.5722 | 173318.3154 | WAIP | 0.0042779 | 741.4454 | Simple method | 648.105
2020-07-01 | CNI_LV | Simple method region | 302898.1395 | 0.5722 | 173318.3154 | WATA | 4.6071e-06 | 0.79849 | Simple method | 0.69797
2020-07-01 | CNI_LV | Simple method region | 302898.1395 | 0.5722 | 173318.3154 | WAV1 | 0.0052303 | 906.5002 | Simple method | 792.3811
2020-07-01 | CNI_LV | Simple method region | 302898.1395 | 0.5722 | 173318.3154 | WELE | 0.0023887 | 414.0035 | Simple method | 361.8847
2020-07-01 | CNI_LV | Simple method region | 302898.1395 | 0.5722 | 173318.3154 | WNST | 3.2015e-05 | 5.5487 | Simple method | 4.8502
2020-07-01 | CNI_LV | Simple method region | 302898.1395 | 0.5722 | 173318.3154 | WPOW | 2.7222e-06 | 0.4718 | Simple method | 0.4124
2020-07-01 | CNI_LV | Simple method region | 302898.1395 | 0.5722 | 173318.3154 | WTOM | 0.016702 | 2894.7607 | Simple method | 2530.34
2020-08-01 | CNI_LV | Simple method region | 246101.9226 | 0.9035 | 222353.0871 | ALPE | 1.0934e-05 | 2.4312 | Simple method | 2.1252
2020-08-01 | CNI_LV | Simple method region | 246101.9226 | 0.9035 | 222353.0871 | BUEL | 5.831e-07 | 0.12965 | Simple method | 0.11333
2020-08-01 | CNI_LV | Simple method region | 246101.9226 | 0.9035 | 222353.0871 | CHBP | 0.033293 | 7402.8714 | Simple method | 6470.9258
2020-08-01 | CNI_LV | Simple method region | 246101.9226 | 0.9035 | 222353.0871 | COUP | 0.004308 | 957.8905 | Simple method | 837.3019
2020-08-01 | CNI_LV | Simple method region | 246101.9226 | 0.9035 | 222353.0871 | CTCT | 0.054657 | 12153.2149 | Simple method | 10623.2498
2020-08-01 | CNI_LV | Simple method region | 246101.9226 | 0.9035 | 222353.0871 | DUNE | 7.0814e-05 | 15.7458 | Simple method | 13.7635
2020-08-01 | CNI_LV | Simple method region | 246101.9226 | 0.9035 | 222353.0871 | EASH | 9.231e-06 | 2.0526 | Simple method | 1.7942
2020-08-01 | CNI_LV | Simple method region | 246101.9226 | 0.9035 | 222353.0871 | EAST | 1.6509e-05 | 3.6707 | Simple method | 3.2086
2020-08-01 | CNI_LV | Simple method region | 246101.9226 | 0.9035 | 222353.0871 | GENE | 0.064783 | 14404.6822 | Simple method | 12591.2805
2020-08-01 | CNI_LV | Simple method region | 246101.9226 | 0.9035 | 222353.0871 | HORO | 0.024992 | 5557.1464 | Simple method | 4857.5587
2020-08-01 | CNI_LV | Simple method region | 246101.9226 | 0.9035 | 222353.0871 | HRZE | 6.7756e-05 | 15.0657 | Simple method | 13.1691
2020-08-01 | CNI_LV | Simple method region | 246101.9226 | 0.9035 | 222353.0871 | KIWI | 0.029568 | 6574.455 | Simple method | 5746.7986
2020-08-01 | CNI_LV | Simple method region | 246101.9226 | 0.9035 | 222353.0871 | KUPE | 0.017281 | 3842.4039 | Simple method | 3358.6846
2020-08-01 | CNI_LV | Simple method region | 246101.9226 | 0.9035 | 222353.0871 | MARL | 5.6191e-06 | 1.2494 | Simple method | 1.0921
2020-08-01 | CNI_LV | Simple method region | 246101.9226 | 0.9035 | 222353.0871 | MELT | 0.049749 | 11061.7766 | Simple method | 9669.2124
2020-08-01 | CNI_LV | Simple method region | 246101.9226 | 0.9035 | 222353.0871 | MELW | 0.0022 | 489.183 | Simple method | 427.5999
2020-08-01 | CNI_LV | Simple method region | 246101.9226 | 0.9035 | 222353.0871 | MERI | 0.030039 | 6679.1924 | Simple method | 5838.3506
2020-08-01 | CNI_LV | Simple method region | 246101.9226 | 0.9035 | 222353.0871 | METH | 0.013983 | 3109.0728 | Simple method | 2717.6725
2020-08-01 | CNI_LV | Simple method region | 246101.9226 | 0.9035 | 222353.0871 | MPOW | 1.3192e-05 | 2.9333 | Simple method | 2.5641
2020-08-01 | CNI_LV | Simple method region | 246101.9226 | 0.9035 | 222353.0871 | MRPL | 0.034384 | 7645.4878 | Simple method | 6682.9993
2020-08-01 | CNI_LV | Simple method region | 246101.9226 | 0.9035 | 222353.0871 | MSVP | 0.0089317 | 1985.9862 | Simple method | 1735.9709
2020-08-01 | CNI_LV | Simple method region | 246101.9226 | 0.9035 | 222353.0871 | NAPA | 0.01362 | 3028.4522 | Simple method | 2647.2012
2020-08-01 | CNI_LV | Simple method region | 246101.9226 | 0.9035 | 222353.0871 | NELS | 9.6717e-07 | 0.21505 | Simple method | 0.18798
2020-08-01 | CNI_LV | Simple method region | 246101.9226 | 0.9035 | 222353.0871 | NPOW | 0.00014671 | 32.6209 | Simple method | 28.5142
2020-08-01 | CNI_LV | Simple method region | 246101.9226 | 0.9035 | 222353.0871 | NTRG | 0.0083218 | 1850.389 | Simple method | 1617.444
2020-08-01 | CNI_LV | Simple method region | 246101.9226 | 0.9035 | 222353.0871 | NZAS | 3.3562e-05 | 7.4627 | Simple method | 6.5232
2020-08-01 | CNI_LV | Simple method region | 246101.9226 | 0.9035 | 222353.0871 | NZST | 5.7228e-05 | 12.7248 | Simple method | 11.1229
2020-08-01 | CNI_LV | Simple method region | 246101.9226 | 0.9035 | 222353.0871 | OMVP | 0.022442 | 4990.1349 | Simple method | 4361.9281
2020-08-01 | CNI_LV | Simple method region | 246101.9226 | 0.9035 | 222353.0871 | ORON | 6.7887e-05 | 15.0949 | Simple method | 13.1946
2020-08-01 | CNI_LV | Simple method region | 246101.9226 | 0.9035 | 222353.0871 | PANP | 5.9271e-05 | 13.1792 | Simple method | 11.5201
2020-08-01 | CNI_LV | Simple method region | 246101.9226 | 0.9035 | 222353.0871 | POCO | 0.32108 | 71392.1463 | Simple method | 62404.6076
2020-08-01 | CNI_LV | Simple method region | 246101.9226 | 0.9035 | 222353.0871 | POWN | 5.848e-05 | 13.0031 | Simple method | 11.3662
2020-08-01 | CNI_LV | Simple method region | 246101.9226 | 0.9035 | 222353.0871 | RAYN | 3.3765e-08 | 0.0075078 | Simple method | 0.0065626
2020-08-01 | CNI_LV | Simple method region | 246101.9226 | 0.9035 | 222353.0871 | SCAN | 0.023324 | 5186.0553 | Simple method | 4533.1842
2020-08-01 | CNI_LV | Simple method region | 246101.9226 | 0.9035 | 222353.0871 | SCGL | 1.9394e-06 | 0.43123 | Simple method | 0.37694
2020-08-01 | CNI_LV | Simple method region | 246101.9226 | 0.9035 | 222353.0871 | SHPK | 5.6064e-08 | 0.012466 | Simple method | 0.010897
2020-08-01 | CNI_LV | Simple method region | 246101.9226 | 0.9035 | 222353.0871 | SKOG | 0.00081009 | 180.1266 | Simple method | 157.4505
2020-08-01 | CNI_LV | Simple method region | 246101.9226 | 0.9035 | 222353.0871 | SOLE | 1.3932e-10 | 3.0979e-05 | Simple method | 2.7079e-05
2020-08-01 | CNI_LV | Simple method region | 246101.9226 | 0.9035 | 222353.0871 | SOU2 | 8.1697e-05 | 18.1655 | Simple method | 15.8787
2020-08-01 | CNI_LV | Simple method region | 246101.9226 | 0.9035 | 222353.0871 | TARW | 0.0050874 | 1131.207 | Simple method | 988.7996
2020-08-01 | CNI_LV | Simple method region | 246101.9226 | 0.9035 | 222353.0871 | TASM | 1.1575e-05 | 2.5738 | Simple method | 2.2498
2020-08-01 | CNI_LV | Simple method region | 246101.9226 | 0.9035 | 222353.0871 | TBOP | 0.026133 | 5810.6546 | Simple method | 5079.1528
2020-08-01 | CNI_LV | Simple method region | 246101.9226 | 0.9035 | 222353.0871 | TOD3 | 0.13756 | 30587.96 | Simple method | 26737.2497
2020-08-01 | CNI_LV | Simple method region | 246101.9226 | 0.9035 | 222353.0871 | TOPE | 2.1135e-05 | 4.6995 | Simple method | 4.1079
2020-08-01 | CNI_LV | Simple method region | 246101.9226 | 0.9035 | 222353.0871 | TRNZ | 9.6321e-06 | 2.1417 | Simple method | 1.8721
2020-08-01 | CNI_LV | Simple method region | 246101.9226 | 0.9035 | 222353.0871 | TRUG | 0.022271 | 4952.1282 | Simple method | 4328.706
2020-08-01 | CNI_LV | Simple method region | 246101.9226 | 0.9035 | 222353.0871 | UNET | 0.017647 | 3923.933 | Simple method | 3429.9501
2020-08-01 | CNI_LV | Simple method region | 246101.9226 | 0.9035 | 222353.0871 | UNIS | 0.0027337 | 607.8532 | Simple method | 531.3307
2020-08-01 | CNI_LV | Simple method region | 246101.9226 | 0.9035 | 222353.0871 | VECT | 0.0014179 | 315.2755 | Simple method | 275.5855
2020-08-01 | CNI_LV | Simple method region | 246101.9226 | 0.9035 | 222353.0871 | WAIP | 0.0042779 | 951.2132 | Simple method | 831.4652
2020-08-01 | CNI_LV | Simple method region | 246101.9226 | 0.9035 | 222353.0871 | WATA | 4.6071e-06 | 1.0244 | Simple method | 0.89544
2020-08-01 | CNI_LV | Simple method region | 246101.9226 | 0.9035 | 222353.0871 | WAV1 | 0.0052303 | 1162.9649 | Simple method | 1016.5595
2020-08-01 | CNI_LV | Simple method region | 246101.9226 | 0.9035 | 222353.0871 | WELE | 0.0023887 | 531.1323 | Simple method | 464.2682
2020-08-01 | CNI_LV | Simple method region | 246101.9226 | 0.9035 | 222353.0871 | WNST | 3.2015e-05 | 7.1186 | Simple method | 6.2224
2020-08-01 | CNI_LV | Simple method region | 246101.9226 | 0.9035 | 222353.0871 | WPOW | 2.7222e-06 | 0.60528 | Simple method | 0.52908
2020-08-01 | CNI_LV | Simple method region | 246101.9226 | 0.9035 | 222353.0871 | WTOM | 0.016702 | 3713.739 | Simple method | 3246.2173
2020-09-01 | CNI_LV | Simple method region | 244973.7803 | 0.5459 | 133731.1867 | ALPE | 1.0934e-05 | 1.4622 | Simple method | 1.2782
2020-09-01 | CNI_LV | Simple method region | 244973.7803 | 0.5459 | 133731.1867 | BUEL | 5.831e-07 | 0.077979 | Simple method | 0.068162
2020-09-01 | CNI_LV | Simple method region | 244973.7803 | 0.5459 | 133731.1867 | CHBP | 0.033293 | 4452.3545 | Simple method | 3891.8488
2020-09-01 | CNI_LV | Simple method region | 244973.7803 | 0.5459 | 133731.1867 | COUP | 0.004308 | 576.11 | Simple method | 503.5836
2020-09-01 | CNI_LV | Simple method region | 244973.7803 | 0.5459 | 133731.1867 | CTCT | 0.054657 | 7309.3829 | Simple method | 6389.2066
2020-09-01 | CNI_LV | Simple method region | 244973.7803 | 0.5459 | 133731.1867 | DUNE | 7.0814e-05 | 9.4701 | Simple method | 8.2779
2020-09-01 | CNI_LV | Simple method region | 244973.7803 | 0.5459 | 133731.1867 | EASH | 9.231e-06 | 1.2345 | Simple method | 1.0791
2020-09-01 | CNI_LV | Simple method region | 244973.7803 | 0.5459 | 133731.1867 | EAST | 1.6509e-05 | 2.2077 | Simple method | 1.9298
2020-09-01 | CNI_LV | Simple method region | 244973.7803 | 0.5459 | 133731.1867 | GENE | 0.064783 | 8663.4968 | Simple method | 7572.8514
2020-09-01 | CNI_LV | Simple method region | 244973.7803 | 0.5459 | 133731.1867 | HORO | 0.024992 | 3342.2688 | Simple method | 2921.5114
2020-09-01 | CNI_LV | Simple method region | 244973.7803 | 0.5459 | 133731.1867 | HRZE | 6.7756e-05 | 9.0611 | Simple method | 7.9204
2020-09-01 | CNI_LV | Simple method region | 244973.7803 | 0.5459 | 133731.1867 | KIWI | 0.029568 | 3954.115 | Simple method | 3456.3325
2020-09-01 | CNI_LV | Simple method region | 244973.7803 | 0.5459 | 133731.1867 | KUPE | 0.017281 | 2310.9606 | Simple method | 2020.0344
2020-09-01 | CNI_LV | Simple method region | 244973.7803 | 0.5459 | 133731.1867 | MARL | 5.6191e-06 | 0.75145 | Simple method | 0.65685
2020-09-01 | CNI_LV | Simple method region | 244973.7803 | 0.5459 | 133731.1867 | MELT | 0.049749 | 6652.9524 | Simple method | 5815.414
2020-09-01 | CNI_LV | Simple method region | 244973.7803 | 0.5459 | 133731.1867 | MELW | 0.0022 | 294.2123 | Simple method | 257.174
2020-09-01 | CNI_LV | Simple method region | 244973.7803 | 0.5459 | 133731.1867 | MERI | 0.030039 | 4017.1078 | Simple method | 3511.3951
2020-09-01 | CNI_LV | Simple method region | 244973.7803 | 0.5459 | 133731.1867 | METH | 0.013983 | 1869.9088 | Simple method | 1634.5065
2020-09-01 | CNI_LV | Simple method region | 244973.7803 | 0.5459 | 133731.1867 | MPOW | 1.3192e-05 | 1.7642 | Simple method | 1.5421
2020-09-01 | CNI_LV | Simple method region | 244973.7803 | 0.5459 | 133731.1867 | MRPL | 0.034384 | 4598.2728 | Simple method | 4019.3975
2020-09-01 | CNI_LV | Simple method region | 244973.7803 | 0.5459 | 133731.1867 | MSVP | 0.0089317 | 1194.4439 | Simple method | 1044.0757
2020-09-01 | CNI_LV | Simple method region | 244973.7803 | 0.5459 | 133731.1867 | NAPA | 0.01362 | 1821.4207 | Simple method | 1592.1225
2020-09-01 | CNI_LV | Simple method region | 244973.7803 | 0.5459 | 133731.1867 | NELS | 9.6717e-07 | 0.12934 | Simple method | 0.11306
2020-09-01 | CNI_LV | Simple method region | 244973.7803 | 0.5459 | 133731.1867 | NPOW | 0.00014671 | 19.6194 | Simple method | 17.1495
2020-09-01 | CNI_LV | Simple method region | 244973.7803 | 0.5459 | 133731.1867 | NTRG | 0.0083218 | 1112.8908 | Simple method | 972.7893
2020-09-01 | CNI_LV | Simple method region | 244973.7803 | 0.5459 | 133731.1867 | NZAS | 3.3562e-05 | 4.4883 | Simple method | 3.9233
2020-09-01 | CNI_LV | Simple method region | 244973.7803 | 0.5459 | 133731.1867 | NZST | 5.7228e-05 | 7.6531 | Simple method | 6.6897
2020-09-01 | CNI_LV | Simple method region | 244973.7803 | 0.5459 | 133731.1867 | OMVP | 0.022442 | 3001.2476 | Simple method | 2623.4213
2020-09-01 | CNI_LV | Simple method region | 244973.7803 | 0.5459 | 133731.1867 | ORON | 6.7887e-05 | 9.0786 | Simple method | 7.9357
2020-09-01 | CNI_LV | Simple method region | 244973.7803 | 0.5459 | 133731.1867 | PANP | 5.9271e-05 | 7.9264 | Simple method | 6.9286
2020-09-01 | CNI_LV | Simple method region | 244973.7803 | 0.5459 | 133731.1867 | POCO | 0.32108 | 42937.8183 | Simple method | 37532.3875
2020-09-01 | CNI_LV | Simple method region | 244973.7803 | 0.5459 | 133731.1867 | POWN | 5.848e-05 | 7.8206 | Simple method | 6.836
2020-09-01 | CNI_LV | Simple method region | 244973.7803 | 0.5459 | 133731.1867 | RAYN | 3.3765e-08 | 0.0045154 | Simple method | 0.003947
2020-09-01 | CNI_LV | Simple method region | 244973.7803 | 0.5459 | 133731.1867 | SCAN | 0.023324 | 3119.0812 | Simple method | 2726.4209
2020-09-01 | CNI_LV | Simple method region | 244973.7803 | 0.5459 | 133731.1867 | SCGL | 1.9394e-06 | 0.25936 | Simple method | 0.22671
2020-09-01 | CNI_LV | Simple method region | 244973.7803 | 0.5459 | 133731.1867 | SHPK | 5.6064e-08 | 0.0074976 | Simple method | 0.0065537
2020-09-01 | CNI_LV | Simple method region | 244973.7803 | 0.5459 | 133731.1867 | SKOG | 0.00081009 | 108.3346 | Simple method | 94.6964
2020-09-01 | CNI_LV | Simple method region | 244973.7803 | 0.5459 | 133731.1867 | SOLE | 1.3932e-10 | 1.8632e-05 | Simple method | 1.6286e-05
2020-09-01 | CNI_LV | Simple method region | 244973.7803 | 0.5459 | 133731.1867 | SOU2 | 8.1697e-05 | 10.9254 | Simple method | 9.55
2020-09-01 | CNI_LV | Simple method region | 244973.7803 | 0.5459 | 133731.1867 | TARW | 0.0050874 | 680.3488 | Simple method | 594.6999
2020-09-01 | CNI_LV | Simple method region | 244973.7803 | 0.5459 | 133731.1867 | TASM | 1.1575e-05 | 1.548 | Simple method | 1.3531
2020-09-01 | CNI_LV | Simple method region | 244973.7803 | 0.5459 | 133731.1867 | TBOP | 0.026133 | 3494.7378 | Simple method | 3054.7861
2020-09-01 | CNI_LV | Simple method region | 244973.7803 | 0.5459 | 133731.1867 | TOD3 | 0.13756 | 18396.7052 | Simple method | 16080.7487
2020-09-01 | CNI_LV | Simple method region | 244973.7803 | 0.5459 | 133731.1867 | TOPE | 2.1135e-05 | 2.8264 | Simple method | 2.4706
2020-09-01 | CNI_LV | Simple method region | 244973.7803 | 0.5459 | 133731.1867 | TRNZ | 9.6321e-06 | 1.2881 | Simple method | 1.126
2020-09-01 | CNI_LV | Simple method region | 244973.7803 | 0.5459 | 133731.1867 | TRUG | 0.022271 | 2978.3889 | Simple method | 2603.4403
2020-09-01 | CNI_LV | Simple method region | 244973.7803 | 0.5459 | 133731.1867 | UNET | 0.017647 | 2359.9952 | Simple method | 2062.896
2020-09-01 | CNI_LV | Simple method region | 244973.7803 | 0.5459 | 133731.1867 | UNIS | 0.0027337 | 365.5849 | Simple method | 319.5615
2020-09-01 | CNI_LV | Simple method region | 244973.7803 | 0.5459 | 133731.1867 | VECT | 0.0014179 | 189.6181 | Simple method | 165.7471
2020-09-01 | CNI_LV | Simple method region | 244973.7803 | 0.5459 | 133731.1867 | WAIP | 0.0042779 | 572.094 | Simple method | 500.0733
2020-09-01 | CNI_LV | Simple method region | 244973.7803 | 0.5459 | 133731.1867 | WATA | 4.6071e-06 | 0.61611 | Simple method | 0.53855
2020-09-01 | CNI_LV | Simple method region | 244973.7803 | 0.5459 | 133731.1867 | WAV1 | 0.0052303 | 699.4491 | Simple method | 611.3957
2020-09-01 | CNI_LV | Simple method region | 244973.7803 | 0.5459 | 133731.1867 | WELE | 0.0023887 | 319.4422 | Simple method | 279.2277
2020-09-01 | CNI_LV | Simple method region | 244973.7803 | 0.5459 | 133731.1867 | WNST | 3.2015e-05 | 4.2814 | Simple method | 3.7424
2020-09-01 | CNI_LV | Simple method region | 244973.7803 | 0.5459 | 133731.1867 | WPOW | 2.7222e-06 | 0.36404 | Simple method | 0.31821
2020-09-01 | CNI_LV | Simple method region | 244973.7803 | 0.5459 | 133731.1867 | WTOM | 0.016702 | 2233.5769 | Simple method | 1952.3925
2020-10-01 | CNI_LV | Simple method region | 195574.4623 | 0.4566 | 89299.2995 | ALPE | 1.0934e-05 | 0.97641 | Simple method | 0.85349
2020-10-01 | CNI_LV | Simple method region | 195574.4623 | 0.4566 | 89299.2995 | BUEL | 5.831e-07 | 0.05207 | Simple method | 0.045515
2020-10-01 | CNI_LV | Simple method region | 195574.4623 | 0.4566 | 89299.2995 | CHBP | 0.033293 | 2973.0697 | Simple method | 2598.7907
2020-10-01 | CNI_LV | Simple method region | 195574.4623 | 0.4566 | 89299.2995 | COUP | 0.004308 | 384.6987 | Simple method | 336.2691
2020-10-01 | CNI_LV | Simple method region | 195574.4623 | 0.4566 | 89299.2995 | CTCT | 0.054657 | 4880.8568 | Simple method | 4266.407
2020-10-01 | CNI_LV | Simple method region | 195574.4623 | 0.4566 | 89299.2995 | DUNE | 7.0814e-05 | 6.3237 | Simple method | 5.5276
2020-10-01 | CNI_LV | Simple method region | 195574.4623 | 0.4566 | 89299.2995 | EASH | 9.231e-06 | 0.82433 | Simple method | 0.72055
2020-10-01 | CNI_LV | Simple method region | 195574.4623 | 0.4566 | 89299.2995 | EAST | 1.6509e-05 | 1.4742 | Simple method | 1.2886
2020-10-01 | CNI_LV | Simple method region | 195574.4623 | 0.4566 | 89299.2995 | GENE | 0.064783 | 5785.0694 | Simple method | 5056.7885
2020-10-01 | CNI_LV | Simple method region | 195574.4623 | 0.4566 | 89299.2995 | HORO | 0.024992 | 2231.8075 | Simple method | 1950.8458
2020-10-01 | CNI_LV | Simple method region | 195574.4623 | 0.4566 | 89299.2995 | HRZE | 6.7756e-05 | 6.0505 | Simple method | 5.2888
2020-10-01 | CNI_LV | Simple method region | 195574.4623 | 0.4566 | 89299.2995 | KIWI | 0.029568 | 2640.3691 | Simple method | 2307.9738
2020-10-01 | CNI_LV | Simple method region | 195574.4623 | 0.4566 | 89299.2995 | KUPE | 0.017281 | 1543.1491 | Simple method | 1348.8825
2020-10-01 | CNI_LV | Simple method region | 195574.4623 | 0.4566 | 89299.2995 | MARL | 5.6191e-06 | 0.50178 | Simple method | 0.43861
2020-10-01 | CNI_LV | Simple method region | 195574.4623 | 0.4566 | 89299.2995 | MELT | 0.049749 | 4442.5239 | Simple method | 3883.2557
2020-10-01 | CNI_LV | Simple method region | 195574.4623 | 0.4566 | 89299.2995 | MELW | 0.0022 | 196.4609 | Simple method | 171.7285
2020-10-01 | CNI_LV | Simple method region | 195574.4623 | 0.4566 | 89299.2995 | MERI | 0.030039 | 2682.4327 | Simple method | 2344.742
2020-10-01 | CNI_LV | Simple method region | 195574.4623 | 0.4566 | 89299.2995 | METH | 0.013983 | 1248.6358 | Simple method | 1091.4454
2020-10-01 | CNI_LV | Simple method region | 195574.4623 | 0.4566 | 89299.2995 | MPOW | 1.3192e-05 | 1.1781 | Simple method | 1.0298
2020-10-01 | CNI_LV | Simple method region | 195574.4623 | 0.4566 | 89299.2995 | MRPL | 0.034384 | 3070.507 | Simple method | 2683.9617
2020-10-01 | CNI_LV | Simple method region | 195574.4623 | 0.4566 | 89299.2995 | MSVP | 0.0089317 | 797.5926 | Simple method | 697.1839
2020-10-01 | CNI_LV | Simple method region | 195574.4623 | 0.4566 | 89299.2995 | NAPA | 0.01362 | 1216.2577 | Simple method | 1063.1434
2020-10-01 | CNI_LV | Simple method region | 195574.4623 | 0.4566 | 89299.2995 | NELS | 9.6717e-07 | 0.086367 | Simple method | 0.075495
2020-10-01 | CNI_LV | Simple method region | 195574.4623 | 0.4566 | 89299.2995 | NPOW | 0.00014671 | 13.1009 | Simple method | 11.4516
2020-10-01 | CNI_LV | Simple method region | 195574.4623 | 0.4566 | 89299.2995 | NTRG | 0.0083218 | 743.1354 | Simple method | 649.5822
2020-10-01 | CNI_LV | Simple method region | 195574.4623 | 0.4566 | 89299.2995 | NZAS | 3.3562e-05 | 2.9971 | Simple method | 2.6198
2020-10-01 | CNI_LV | Simple method region | 195574.4623 | 0.4566 | 89299.2995 | NZST | 5.7228e-05 | 5.1104 | Simple method | 4.4671
2020-10-01 | CNI_LV | Simple method region | 195574.4623 | 0.4566 | 89299.2995 | OMVP | 0.022442 | 2004.0898 | Simple method | 1751.7955
2020-10-01 | CNI_LV | Simple method region | 195574.4623 | 0.4566 | 89299.2995 | ORON | 6.7887e-05 | 6.0623 | Simple method | 5.2991
2020-10-01 | CNI_LV | Simple method region | 195574.4623 | 0.4566 | 89299.2995 | PANP | 5.9271e-05 | 5.2929 | Simple method | 4.6266
2020-10-01 | CNI_LV | Simple method region | 195574.4623 | 0.4566 | 89299.2995 | POCO | 0.32108 | 28671.8243 | Simple method | 25062.3358
2020-10-01 | CNI_LV | Simple method region | 195574.4623 | 0.4566 | 89299.2995 | POWN | 5.848e-05 | 5.2222 | Simple method | 4.5648
2020-10-01 | CNI_LV | Simple method region | 195574.4623 | 0.4566 | 89299.2995 | RAYN | 3.3765e-08 | 0.0030152 | Simple method | 0.0026356
2020-10-01 | CNI_LV | Simple method region | 195574.4623 | 0.4566 | 89299.2995 | SCAN | 0.023324 | 2082.7735 | Simple method | 1820.5736
2020-10-01 | CNI_LV | Simple method region | 195574.4623 | 0.4566 | 89299.2995 | SCGL | 1.9394e-06 | 0.17319 | Simple method | 0.15138
2020-10-01 | CNI_LV | Simple method region | 195574.4623 | 0.4566 | 89299.2995 | SHPK | 5.6064e-08 | 0.0050065 | Simple method | 0.0043762
2020-10-01 | CNI_LV | Simple method region | 195574.4623 | 0.4566 | 89299.2995 | SKOG | 0.00081009 | 72.3407 | Simple method | 63.2337
2020-10-01 | CNI_LV | Simple method region | 195574.4623 | 0.4566 | 89299.2995 | SOLE | 1.3932e-10 | 1.2441e-05 | Simple method | 1.0875e-05
2020-10-01 | CNI_LV | Simple method region | 195574.4623 | 0.4566 | 89299.2995 | SOU2 | 8.1697e-05 | 7.2955 | Simple method | 6.377
2020-10-01 | CNI_LV | Simple method region | 195574.4623 | 0.4566 | 89299.2995 | TARW | 0.0050874 | 454.3044 | Simple method | 397.1122
2020-10-01 | CNI_LV | Simple method region | 195574.4623 | 0.4566 | 89299.2995 | TASM | 1.1575e-05 | 1.0337 | Simple method | 0.90354
2020-10-01 | CNI_LV | Simple method region | 195574.4623 | 0.4566 | 89299.2995 | TBOP | 0.026133 | 2333.619 | Simple method | 2039.8403
2020-10-01 | CNI_LV | Simple method region | 195574.4623 | 0.4566 | 89299.2995 | TOD3 | 0.13756 | 12284.4411 | Simple method | 10737.956
2020-10-01 | CNI_LV | Simple method region | 195574.4623 | 0.4566 | 89299.2995 | TOPE | 2.1135e-05 | 1.8874 | Simple method | 1.6498
2020-10-01 | CNI_LV | Simple method region | 195574.4623 | 0.4566 | 89299.2995 | TRNZ | 9.6321e-06 | 0.86014 | Simple method | 0.75186
2020-10-01 | CNI_LV | Simple method region | 195574.4623 | 0.4566 | 89299.2995 | TRUG | 0.022271 | 1988.8259 | Simple method | 1738.4531
2020-10-01 | CNI_LV | Simple method region | 195574.4623 | 0.4566 | 89299.2995 | UNET | 0.017647 | 1575.8921 | Simple method | 1377.5034
2020-10-01 | CNI_LV | Simple method region | 195574.4623 | 0.4566 | 89299.2995 | UNIS | 0.0027337 | 244.1201 | Simple method | 213.3879
2020-10-01 | CNI_LV | Simple method region | 195574.4623 | 0.4566 | 89299.2995 | VECT | 0.0014179 | 126.6179 | Simple method | 110.678
2020-10-01 | CNI_LV | Simple method region | 195574.4623 | 0.4566 | 89299.2995 | WAIP | 0.0042779 | 382.0171 | Simple method | 333.925
2020-10-01 | CNI_LV | Simple method region | 195574.4623 | 0.4566 | 89299.2995 | WATA | 4.6071e-06 | 0.41141 | Simple method | 0.35962
2020-10-01 | CNI_LV | Simple method region | 195574.4623 | 0.4566 | 89299.2995 | WAV1 | 0.0052303 | 467.0587 | Simple method | 408.2608
2020-10-01 | CNI_LV | Simple method region | 195574.4623 | 0.4566 | 89299.2995 | WELE | 0.0023887 | 213.3082 | Simple method | 186.4549
2020-10-01 | CNI_LV | Simple method region | 195574.4623 | 0.4566 | 89299.2995 | WNST | 3.2015e-05 | 2.8589 | Simple method | 2.499
2020-10-01 | CNI_LV | Simple method region | 195574.4623 | 0.4566 | 89299.2995 | WPOW | 2.7222e-06 | 0.24309 | Simple method | 0.21248
2020-10-01 | CNI_LV | Simple method region | 195574.4623 | 0.4566 | 89299.2995 | WTOM | 0.016702 | 1491.476 | Simple method | 1303.7145
2020-11-01 | CNI_LV | Simple method region | 82259.092 | 0.545 | 44831.2051 | ALPE | 1.0934e-05 | 0.49019 | Simple method | 0.42848
2020-11-01 | CNI_LV | Simple method region | 82259.092 | 0.545 | 44831.2051 | BUEL | 5.831e-07 | 0.026141 | Simple method | 0.02285
2020-11-01 | CNI_LV | Simple method region | 82259.092 | 0.545 | 44831.2051 | CHBP | 0.033293 | 1492.5794 | Simple method | 1304.679
2020-11-01 | CNI_LV | Simple method region | 82259.092 | 0.545 | 44831.2051 | COUP | 0.004308 | 193.1315 | Simple method | 168.8182
2020-11-01 | CNI_LV | Simple method region | 82259.092 | 0.545 | 44831.2051 | CTCT | 0.054657 | 2450.3517 | Simple method | 2141.8776
2020-11-01 | CNI_LV | Simple method region | 82259.092 | 0.545 | 44831.2051 | DUNE | 7.0814e-05 | 3.1747 | Simple method | 2.775
2020-11-01 | CNI_LV | Simple method region | 82259.092 | 0.545 | 44831.2051 | EASH | 9.231e-06 | 0.41384 | Simple method | 0.36174
2020-11-01 | CNI_LV | Simple method region | 82259.092 | 0.545 | 44831.2051 | EAST | 1.6509e-05 | 0.7401 | Simple method | 0.64693
2020-11-01 | CNI_LV | Simple method region | 82259.092 | 0.545 | 44831.2051 | GENE | 0.064783 | 2904.2964 | Simple method | 2538.6753
2020-11-01 | CNI_LV | Simple method region | 82259.092 | 0.545 | 44831.2051 | HORO | 0.024992 | 1120.4412 | Simple method | 979.3892
2020-11-01 | CNI_LV | Simple method region | 82259.092 | 0.545 | 44831.2051 | HRZE | 6.7756e-05 | 3.0376 | Simple method | 2.6552
2020-11-01 | CNI_LV | Simple method region | 82259.092 | 0.545 | 44831.2051 | KIWI | 0.029568 | 1325.5527 | Simple method | 1158.6792
2020-11-01 | CNI_LV | Simple method region | 82259.092 | 0.545 | 44831.2051 | KUPE | 0.017281 | 774.712 | Simple method | 677.1837
2020-11-01 | CNI_LV | Simple method region | 82259.092 | 0.545 | 44831.2051 | MARL | 5.6191e-06 | 0.25191 | Simple method | 0.2202
2020-11-01 | CNI_LV | Simple method region | 82259.092 | 0.545 | 44831.2051 | MELT | 0.049749 | 2230.2941 | Simple method | 1949.5229
2020-11-01 | CNI_LV | Simple method region | 82259.092 | 0.545 | 44831.2051 | MELW | 0.0022 | 98.6299 | Simple method | 86.2134
2020-11-01 | CNI_LV | Simple method region | 82259.092 | 0.545 | 44831.2051 | MERI | 0.030039 | 1346.67 | Simple method | 1177.1381
2020-11-01 | CNI_LV | Simple method region | 82259.092 | 0.545 | 44831.2051 | METH | 0.013983 | 626.8565 | Simple method | 547.9417
2020-11-01 | CNI_LV | Simple method region | 82259.092 | 0.545 | 44831.2051 | MPOW | 1.3192e-05 | 0.59143 | Simple method | 0.51697
2020-11-01 | CNI_LV | Simple method region | 82259.092 | 0.545 | 44831.2051 | MRPL | 0.034384 | 1541.4962 | Simple method | 1347.4376
2020-11-01 | CNI_LV | Simple method region | 82259.092 | 0.545 | 44831.2051 | MSVP | 0.0089317 | 400.4179 | Simple method | 350.0094
2020-11-01 | CNI_LV | Simple method region | 82259.092 | 0.545 | 44831.2051 | NAPA | 0.01362 | 610.6017 | Simple method | 533.7332
2020-11-01 | CNI_LV | Simple method region | 82259.092 | 0.545 | 44831.2051 | NELS | 9.6717e-07 | 0.043359 | Simple method | 0.037901
2020-11-01 | CNI_LV | Simple method region | 82259.092 | 0.545 | 44831.2051 | NPOW | 0.00014671 | 6.5771 | Simple method | 5.7491
2020-11-01 | CNI_LV | Simple method region | 82259.092 | 0.545 | 44831.2051 | NTRG | 0.0083218 | 373.0786 | Simple method | 326.1118
2020-11-01 | CNI_LV | Simple method region | 82259.092 | 0.545 | 44831.2051 | NZAS | 3.3562e-05 | 1.5046 | Simple method | 1.3152
2020-11-01 | CNI_LV | Simple method region | 82259.092 | 0.545 | 44831.2051 | NZST | 5.7228e-05 | 2.5656 | Simple method | 2.2426
2020-11-01 | CNI_LV | Simple method region | 82259.092 | 0.545 | 44831.2051 | OMVP | 0.022442 | 1006.1194 | Simple method | 879.4593
2020-11-01 | CNI_LV | Simple method region | 82259.092 | 0.545 | 44831.2051 | ORON | 6.7887e-05 | 3.0435 | Simple method | 2.6603
2020-11-01 | CNI_LV | Simple method region | 82259.092 | 0.545 | 44831.2051 | PANP | 5.9271e-05 | 2.6572 | Simple method | 2.3227
2020-11-01 | CNI_LV | Simple method region | 82259.092 | 0.545 | 44831.2051 | POCO | 0.32108 | 14394.2052 | Simple method | 12582.1224
2020-11-01 | CNI_LV | Simple method region | 82259.092 | 0.545 | 44831.2051 | POWN | 5.848e-05 | 2.6217 | Simple method | 2.2917
2020-11-01 | CNI_LV | Simple method region | 82259.092 | 0.545 | 44831.2051 | RAYN | 3.3765e-08 | 0.0015137 | Simple method | 0.0013232
2020-11-01 | CNI_LV | Simple method region | 82259.092 | 0.545 | 44831.2051 | SCAN | 0.023324 | 1045.6212 | Simple method | 913.9882
2020-11-01 | CNI_LV | Simple method region | 82259.092 | 0.545 | 44831.2051 | SCGL | 1.9394e-06 | 0.086946 | Simple method | 0.076
2020-11-01 | CNI_LV | Simple method region | 82259.092 | 0.545 | 44831.2051 | SHPK | 5.6064e-08 | 0.0025134 | Simple method | 0.002197
2020-11-01 | CNI_LV | Simple method region | 82259.092 | 0.545 | 44831.2051 | SKOG | 0.00081009 | 36.3174 | Simple method | 31.7454
2020-11-01 | CNI_LV | Simple method region | 82259.092 | 0.545 | 44831.2051 | SOLE | 1.3932e-10 | 6.246e-06 | Simple method | 5.4597e-06
2020-11-01 | CNI_LV | Simple method region | 82259.092 | 0.545 | 44831.2051 | SOU2 | 8.1697e-05 | 3.6626 | Simple method | 3.2015
2020-11-01 | CNI_LV | Simple method region | 82259.092 | 0.545 | 44831.2051 | TARW | 0.0050874 | 228.0759 | Simple method | 199.3635
2020-11-01 | CNI_LV | Simple method region | 82259.092 | 0.545 | 44831.2051 | TASM | 1.1575e-05 | 0.51893 | Simple method | 0.45361
2020-11-01 | CNI_LV | Simple method region | 82259.092 | 0.545 | 44831.2051 | TBOP | 0.026133 | 1171.554 | Simple method | 1024.0674
2020-11-01 | CNI_LV | Simple method region | 82259.092 | 0.545 | 44831.2051 | TOD3 | 0.13756 | 6167.1962 | Simple method | 5390.8095
2020-11-01 | CNI_LV | Simple method region | 82259.092 | 0.545 | 44831.2051 | TOPE | 2.1135e-05 | 0.94752 | Simple method | 0.82823
2020-11-01 | CNI_LV | Simple method region | 82259.092 | 0.545 | 44831.2051 | TRNZ | 9.6321e-06 | 0.43182 | Simple method | 0.37746
2020-11-01 | CNI_LV | Simple method region | 82259.092 | 0.545 | 44831.2051 | TRUG | 0.022271 | 998.4564 | Simple method | 872.761
2020-11-01 | CNI_LV | Simple method region | 82259.092 | 0.545 | 44831.2051 | UNET | 0.017647 | 791.15 | Simple method | 691.5523
2020-11-01 | CNI_LV | Simple method region | 82259.092 | 0.545 | 44831.2051 | UNIS | 0.0027337 | 122.5564 | Simple method | 107.1278
2020-11-01 | CNI_LV | Simple method region | 82259.092 | 0.545 | 44831.2051 | VECT | 0.0014179 | 63.5664 | Simple method | 55.564
2020-11-01 | CNI_LV | Simple method region | 82259.092 | 0.545 | 44831.2051 | WAIP | 0.0042779 | 191.7852 | Simple method | 167.6414
2020-11-01 | CNI_LV | Simple method region | 82259.092 | 0.545 | 44831.2051 | WATA | 4.6071e-06 | 0.20654 | Simple method | 0.18054
2020-11-01 | CNI_LV | Simple method region | 82259.092 | 0.545 | 44831.2051 | WAV1 | 0.0052303 | 234.4789 | Simple method | 204.9604
2020-11-01 | CNI_LV | Simple method region | 82259.092 | 0.545 | 44831.2051 | WELE | 0.0023887 | 107.0878 | Simple method | 93.6065
2020-11-01 | CNI_LV | Simple method region | 82259.092 | 0.545 | 44831.2051 | WNST | 3.2015e-05 | 1.4353 | Simple method | 1.2546
2020-11-01 | CNI_LV | Simple method region | 82259.092 | 0.545 | 44831.2051 | WPOW | 2.7222e-06 | 0.12204 | Simple method | 0.10667
2020-11-01 | CNI_LV | Simple method region | 82259.092 | 0.545 | 44831.2051 | WTOM | 0.016702 | 748.7703 | Simple method | 654.5078
2020-12-01 | CNI_LV | Simple method region | 160078.584 | 0.5907 | 94558.4196 | ALPE | 1.0934e-05 | 1.0339 | Simple method | 0.90376
2020-12-01 | CNI_LV | Simple method region | 160078.584 | 0.5907 | 94558.4196 | BUEL | 5.831e-07 | 0.055137 | Simple method | 0.048196
2020-12-01 | CNI_LV | Simple method region | 160078.584 | 0.5907 | 94558.4196 | CHBP | 0.033293 | 3148.1633 | Simple method | 2751.8418
2020-12-01 | CNI_LV | Simple method region | 160078.584 | 0.5907 | 94558.4196 | COUP | 0.004308 | 407.3549 | Simple method | 356.0731
2020-12-01 | CNI_LV | Simple method region | 160078.584 | 0.5907 | 94558.4196 | CTCT | 0.054657 | 5168.306 | Simple method | 4517.6693
2020-12-01 | CNI_LV | Simple method region | 160078.584 | 0.5907 | 94558.4196 | DUNE | 7.0814e-05 | 6.6961 | Simple method | 5.8531
2020-12-01 | CNI_LV | Simple method region | 160078.584 | 0.5907 | 94558.4196 | EASH | 9.231e-06 | 0.87287 | Simple method | 0.76299
2020-12-01 | CNI_LV | Simple method region | 160078.584 | 0.5907 | 94558.4196 | EAST | 1.6509e-05 | 1.561 | Simple method | 1.3645
2020-12-01 | CNI_LV | Simple method region | 160078.584 | 0.5907 | 94558.4196 | GENE | 0.064783 | 6125.7705 | Simple method | 5354.5989
2020-12-01 | CNI_LV | Simple method region | 160078.584 | 0.5907 | 94558.4196 | HORO | 0.024992 | 2363.2457 | Simple method | 2065.7373
2020-12-01 | CNI_LV | Simple method region | 160078.584 | 0.5907 | 94558.4196 | HRZE | 6.7756e-05 | 6.4069 | Simple method | 5.6003
2020-12-01 | CNI_LV | Simple method region | 160078.584 | 0.5907 | 94558.4196 | KIWI | 0.029568 | 2795.8689 | Simple method | 2443.8977
2020-12-01 | CNI_LV | Simple method region | 160078.584 | 0.5907 | 94558.4196 | KUPE | 0.017281 | 1634.0301 | Simple method | 1428.3225
2020-12-01 | CNI_LV | Simple method region | 160078.584 | 0.5907 | 94558.4196 | MARL | 5.6191e-06 | 0.53133 | Simple method | 0.46444
2020-12-01 | CNI_LV | Simple method region | 160078.584 | 0.5907 | 94558.4196 | MELT | 0.049749 | 4704.1583 | Simple method | 4111.953
2020-12-01 | CNI_LV | Simple method region | 160078.584 | 0.5907 | 94558.4196 | MELW | 0.0022 | 208.0312 | Simple method | 181.8422
2020-12-01 | CNI_LV | Simple method region | 160078.584 | 0.5907 | 94558.4196 | MERI | 0.030039 | 2840.4097 | Simple method | 2482.8313
2020-12-01 | CNI_LV | Simple method region | 160078.584 | 0.5907 | 94558.4196 | METH | 0.013983 | 1322.1719 | Simple method | 1155.7241
2020-12-01 | CNI_LV | Simple method region | 160078.584 | 0.5907 | 94558.4196 | MPOW | 1.3192e-05 | 1.2474 | Simple method | 1.0904
2020-12-01 | CNI_LV | Simple method region | 160078.584 | 0.5907 | 94558.4196 | MRPL | 0.034384 | 3251.3389 | Simple method | 2842.0287
2020-12-01 | CNI_LV | Simple method region | 160078.584 | 0.5907 | 94558.4196 | MSVP | 0.0089317 | 844.5654 | Simple method | 738.2432
2020-12-01 | CNI_LV | Simple method region | 160078.584 | 0.5907 | 94558.4196 | NAPA | 0.01362 | 1287.887 | Simple method | 1125.7553
2020-12-01 | CNI_LV | Simple method region | 160078.584 | 0.5907 | 94558.4196 | NELS | 9.6717e-07 | 0.091454 | Simple method | 0.079941
2020-12-01 | CNI_LV | Simple method region | 160078.584 | 0.5907 | 94558.4196 | NPOW | 0.00014671 | 13.8724 | Simple method | 12.126
2020-12-01 | CNI_LV | Simple method region | 160078.584 | 0.5907 | 94558.4196 | NTRG | 0.0083218 | 786.901 | Simple method | 687.8382
2020-12-01 | CNI_LV | Simple method region | 160078.584 | 0.5907 | 94558.4196 | NZAS | 3.3562e-05 | 3.1736 | Simple method | 2.7741
2020-12-01 | CNI_LV | Simple method region | 160078.584 | 0.5907 | 94558.4196 | NZST | 5.7228e-05 | 5.4114 | Simple method | 4.7301
2020-12-01 | CNI_LV | Simple method region | 160078.584 | 0.5907 | 94558.4196 | OMVP | 0.022442 | 2122.117 | Simple method | 1854.9643
2020-12-01 | CNI_LV | Simple method region | 160078.584 | 0.5907 | 94558.4196 | ORON | 6.7887e-05 | 6.4193 | Simple method | 5.6112
2020-12-01 | CNI_LV | Simple method region | 160078.584 | 0.5907 | 94558.4196 | PANP | 5.9271e-05 | 5.6046 | Simple method | 4.8991
2020-12-01 | CNI_LV | Simple method region | 160078.584 | 0.5907 | 94558.4196 | POCO | 0.32108 | 30360.3994 | Simple method | 26538.3366
2020-12-01 | CNI_LV | Simple method region | 160078.584 | 0.5907 | 94558.4196 | POWN | 5.848e-05 | 5.5297 | Simple method | 4.8336
2020-12-01 | CNI_LV | Simple method region | 160078.584 | 0.5907 | 94558.4196 | RAYN | 3.3765e-08 | 0.0031928 | Simple method | 0.0027908
2020-12-01 | CNI_LV | Simple method region | 160078.584 | 0.5907 | 94558.4196 | SCAN | 0.023324 | 2205.4346 | Simple method | 1927.793
2020-12-01 | CNI_LV | Simple method region | 160078.584 | 0.5907 | 94558.4196 | SCGL | 1.9394e-06 | 0.18339 | Simple method | 0.1603
2020-12-01 | CNI_LV | Simple method region | 160078.584 | 0.5907 | 94558.4196 | SHPK | 5.6064e-08 | 0.0053014 | Simple method | 0.004634
2020-12-01 | CNI_LV | Simple method region | 160078.584 | 0.5907 | 94558.4196 | SKOG | 0.00081009 | 76.6011 | Simple method | 66.9578
2020-12-01 | CNI_LV | Simple method region | 160078.584 | 0.5907 | 94558.4196 | SOLE | 1.3932e-10 | 1.3174e-05 | Simple method | 1.1516e-05
2020-12-01 | CNI_LV | Simple method region | 160078.584 | 0.5907 | 94558.4196 | SOU2 | 8.1697e-05 | 7.7251 | Simple method | 6.7526
2020-12-01 | CNI_LV | Simple method region | 160078.584 | 0.5907 | 94558.4196 | TARW | 0.0050874 | 481.0599 | Simple method | 420.4994
2020-12-01 | CNI_LV | Simple method region | 160078.584 | 0.5907 | 94558.4196 | TASM | 1.1575e-05 | 1.0945 | Simple method | 0.95675
2020-12-01 | CNI_LV | Simple method region | 160078.584 | 0.5907 | 94558.4196 | TBOP | 0.026133 | 2471.0532 | Simple method | 2159.973
2020-12-01 | CNI_LV | Simple method region | 160078.584 | 0.5907 | 94558.4196 | TOD3 | 0.13756 | 13007.9109 | Simple method | 11370.3484
2020-12-01 | CNI_LV | Simple method region | 160078.584 | 0.5907 | 94558.4196 | TOPE | 2.1135e-05 | 1.9985 | Simple method | 1.7469
2020-12-01 | CNI_LV | Simple method region | 160078.584 | 0.5907 | 94558.4196 | TRNZ | 9.6321e-06 | 0.9108 | Simple method | 0.79614
2020-12-01 | CNI_LV | Simple method region | 160078.584 | 0.5907 | 94558.4196 | TRUG | 0.022271 | 2105.9542 | Simple method | 1840.8362
2020-12-01 | CNI_LV | Simple method region | 160078.584 | 0.5907 | 94558.4196 | UNET | 0.017647 | 1668.7014 | Simple method | 1458.629
2020-12-01 | CNI_LV | Simple method region | 160078.584 | 0.5907 | 94558.4196 | UNIS | 0.0027337 | 258.4971 | Simple method | 225.955
2020-12-01 | CNI_LV | Simple method region | 160078.584 | 0.5907 | 94558.4196 | VECT | 0.0014179 | 134.0748 | Simple method | 117.1962
2020-12-01 | CNI_LV | Simple method region | 160078.584 | 0.5907 | 94558.4196 | WAIP | 0.0042779 | 404.5153 | Simple method | 353.5909
2020-12-01 | CNI_LV | Simple method region | 160078.584 | 0.5907 | 94558.4196 | WATA | 4.6071e-06 | 0.43564 | Simple method | 0.3808
2020-12-01 | CNI_LV | Simple method region | 160078.584 | 0.5907 | 94558.4196 | WAV1 | 0.0052303 | 494.5653 | Simple method | 432.3046
2020-12-01 | CNI_LV | Simple method region | 160078.584 | 0.5907 | 94558.4196 | WELE | 0.0023887 | 225.8706 | Simple method | 197.4358
2020-12-01 | CNI_LV | Simple method region | 160078.584 | 0.5907 | 94558.4196 | WNST | 3.2015e-05 | 3.0273 | Simple method | 2.6462
2020-12-01 | CNI_LV | Simple method region | 160078.584 | 0.5907 | 94558.4196 | WPOW | 2.7222e-06 | 0.2574 | Simple method | 0.225
2020-12-01 | CNI_LV | Simple method region | 160078.584 | 0.5907 | 94558.4196 | WTOM | 0.016702 | 1579.3137 | Simple method | 1380.4943
2021-01-01 | CNI_LV | Simple method region | 158115.3686 | 0.674 | 106569.7585 | ALPE | 1.0934e-05 | 1.1653 | Simple method | 1.0186
2021-01-01 | CNI_LV | Simple method region | 158115.3686 | 0.674 | 106569.7585 | BUEL | 5.831e-07 | 0.062141 | Simple method | 0.054318
2021-01-01 | CNI_LV | Simple method region | 158115.3686 | 0.674 | 106569.7585 | CHBP | 0.033293 | 3548.0606 | Simple method | 3101.3961
2021-01-01 | CNI_LV | Simple method region | 158115.3686 | 0.674 | 106569.7585 | COUP | 0.004308 | 459.0994 | Simple method | 401.3035
2021-01-01 | CNI_LV | Simple method region | 158115.3686 | 0.674 | 106569.7585 | CTCT | 0.054657 | 5824.8131 | Simple method | 5091.5289
2021-01-01 | CNI_LV | Simple method region | 158115.3686 | 0.674 | 106569.7585 | DUNE | 7.0814e-05 | 7.5467 | Simple method | 6.5966
2021-01-01 | CNI_LV | Simple method region | 158115.3686 | 0.674 | 106569.7585 | EASH | 9.231e-06 | 0.98375 | Simple method | 0.85991
2021-01-01 | CNI_LV | Simple method region | 158115.3686 | 0.674 | 106569.7585 | EAST | 1.6509e-05 | 1.7593 | Simple method | 1.5378
2021-01-01 | CNI_LV | Simple method region | 158115.3686 | 0.674 | 106569.7585 | GENE | 0.064783 | 6903.9001 | Simple method | 6034.7699
2021-01-01 | CNI_LV | Simple method region | 158115.3686 | 0.674 | 106569.7585 | HORO | 0.024992 | 2663.4384 | Simple method | 2328.1388
2021-01-01 | CNI_LV | Simple method region | 158115.3686 | 0.674 | 106569.7585 | HRZE | 6.7756e-05 | 7.2207 | Simple method | 6.3117
2021-01-01 | CNI_LV | Simple method region | 158115.3686 | 0.674 | 106569.7585 | KIWI | 0.029568 | 3151.0158 | Simple method | 2754.3352
2021-01-01 | CNI_LV | Simple method region | 158115.3686 | 0.674 | 106569.7585 | KUPE | 0.017281 | 1841.5937 | Simple method | 1609.756
2021-01-01 | CNI_LV | Simple method region | 158115.3686 | 0.674 | 106569.7585 | MARL | 5.6191e-06 | 0.59883 | Simple method | 0.52344
2021-01-01 | CNI_LV | Simple method region | 158115.3686 | 0.674 | 106569.7585 | MELT | 0.049749 | 5301.7067 | Simple method | 4634.2762
2021-01-01 | CNI_LV | Simple method region | 158115.3686 | 0.674 | 106569.7585 | MELW | 0.0022 | 234.4564 | Simple method | 204.9408
2021-01-01 | CNI_LV | Simple method region | 158115.3686 | 0.674 | 106569.7585 | MERI | 0.030039 | 3201.2145 | Simple method | 2798.2144
2021-01-01 | CNI_LV | Simple method region | 158115.3686 | 0.674 | 106569.7585 | METH | 0.013983 | 1490.1216 | Simple method | 1302.5306
2021-01-01 | CNI_LV | Simple method region | 158115.3686 | 0.674 | 106569.7585 | MPOW | 1.3192e-05 | 1.4059 | Simple method | 1.2289
2021-01-01 | CNI_LV | Simple method region | 158115.3686 | 0.674 | 106569.7585 | MRPL | 0.034384 | 3664.3421 | Simple method | 3203.0391
2021-01-01 | CNI_LV | Simple method region | 158115.3686 | 0.674 | 106569.7585 | MSVP | 0.0089317 | 951.8468 | Simple method | 832.019
2021-01-01 | CNI_LV | Simple method region | 158115.3686 | 0.674 | 106569.7585 | NAPA | 0.01362 | 1451.4816 | Simple method | 1268.755
2021-01-01 | CNI_LV | Simple method region | 158115.3686 | 0.674 | 106569.7585 | NELS | 9.6717e-07 | 0.10307 | Simple method | 0.090095
2021-01-01 | CNI_LV | Simple method region | 158115.3686 | 0.674 | 106569.7585 | NPOW | 0.00014671 | 15.6346 | Simple method | 13.6664
2021-01-01 | CNI_LV | Simple method region | 158115.3686 | 0.674 | 106569.7585 | NTRG | 0.0083218 | 886.8575 | Simple method | 775.2113
2021-01-01 | CNI_LV | Simple method region | 158115.3686 | 0.674 | 106569.7585 | NZAS | 3.3562e-05 | 3.5767 | Simple method | 3.1265
2021-01-01 | CNI_LV | Simple method region | 158115.3686 | 0.674 | 106569.7585 | NZST | 5.7228e-05 | 6.0988 | Simple method | 5.331
2021-01-01 | CNI_LV | Simple method region | 158115.3686 | 0.674 | 106569.7585 | OMVP | 0.022442 | 2391.6802 | Simple method | 2090.5922
2021-01-01 | CNI_LV | Simple method region | 158115.3686 | 0.674 | 106569.7585 | ORON | 6.7887e-05 | 7.2347 | Simple method | 6.3239
2021-01-01 | CNI_LV | Simple method region | 158115.3686 | 0.674 | 106569.7585 | PANP | 5.9271e-05 | 6.3165 | Simple method | 5.5214
2021-01-01 | CNI_LV | Simple method region | 158115.3686 | 0.674 | 106569.7585 | POCO | 0.32108 | 34216.947 | Simple method | 29909.3844
2021-01-01 | CNI_LV | Simple method region | 158115.3686 | 0.674 | 106569.7585 | POWN | 5.848e-05 | 6.2322 | Simple method | 5.4476
2021-01-01 | CNI_LV | Simple method region | 158115.3686 | 0.674 | 106569.7585 | RAYN | 3.3765e-08 | 0.0035983 | Simple method | 0.0031453
2021-01-01 | CNI_LV | Simple method region | 158115.3686 | 0.674 | 106569.7585 | SCAN | 0.023324 | 2485.5812 | Simple method | 2172.6721
2021-01-01 | CNI_LV | Simple method region | 158115.3686 | 0.674 | 106569.7585 | SCGL | 1.9394e-06 | 0.20668 | Simple method | 0.18066
2021-01-01 | CNI_LV | Simple method region | 158115.3686 | 0.674 | 106569.7585 | SHPK | 5.6064e-08 | 0.0059748 | Simple method | 0.0052226
2021-01-01 | CNI_LV | Simple method region | 158115.3686 | 0.674 | 106569.7585 | SKOG | 0.00081009 | 86.3314 | Simple method | 75.4631
2021-01-01 | CNI_LV | Simple method region | 158115.3686 | 0.674 | 106569.7585 | SOLE | 1.3932e-10 | 1.4848e-05 | Simple method | 1.2978e-05
2021-01-01 | CNI_LV | Simple method region | 158115.3686 | 0.674 | 106569.7585 | SOU2 | 8.1697e-05 | 8.7064 | Simple method | 7.6104
2021-01-01 | CNI_LV | Simple method region | 158115.3686 | 0.674 | 106569.7585 | TARW | 0.0050874 | 542.1668 | Simple method | 473.9135
2021-01-01 | CNI_LV | Simple method region | 158115.3686 | 0.674 | 106569.7585 | TASM | 1.1575e-05 | 1.2336 | Simple method | 1.0783
2021-01-01 | CNI_LV | Simple method region | 158115.3686 | 0.674 | 106569.7585 | TBOP | 0.026133 | 2784.9402 | Simple method | 2434.3448
2021-01-01 | CNI_LV | Simple method region | 158115.3686 | 0.674 | 106569.7585 | TOD3 | 0.13756 | 14660.2485 | Simple method | 12814.6736
2021-01-01 | CNI_LV | Simple method region | 158115.3686 | 0.674 | 106569.7585 | TOPE | 2.1135e-05 | 2.2524 | Simple method | 1.9688
2021-01-01 | CNI_LV | Simple method region | 158115.3686 | 0.674 | 106569.7585 | TRNZ | 9.6321e-06 | 1.0265 | Simple method | 0.89727
2021-01-01 | CNI_LV | Simple method region | 158115.3686 | 0.674 | 106569.7585 | TRUG | 0.022271 | 2373.4643 | Simple method | 2074.6695
2021-01-01 | CNI_LV | Simple method region | 158115.3686 | 0.674 | 106569.7585 | UNET | 0.017647 | 1880.6691 | Simple method | 1643.9122
2021-01-01 | CNI_LV | Simple method region | 158115.3686 | 0.674 | 106569.7585 | UNIS | 0.0027337 | 291.3329 | Simple method | 254.6571
2021-01-01 | CNI_LV | Simple method region | 158115.3686 | 0.674 | 106569.7585 | VECT | 0.0014179 | 151.1058 | Simple method | 132.0831
2021-01-01 | CNI_LV | Simple method region | 158115.3686 | 0.674 | 106569.7585 | WAIP | 0.0042779 | 455.8991 | Simple method | 398.506
2021-01-01 | CNI_LV | Simple method region | 158115.3686 | 0.674 | 106569.7585 | WATA | 4.6071e-06 | 0.49098 | Simple method | 0.42917
2021-01-01 | CNI_LV | Simple method region | 158115.3686 | 0.674 | 106569.7585 | WAV1 | 0.0052303 | 557.3877 | Simple method | 487.2183
2021-01-01 | CNI_LV | Simple method region | 158115.3686 | 0.674 | 106569.7585 | WELE | 0.0023887 | 254.562 | Simple method | 222.5152
2021-01-01 | CNI_LV | Simple method region | 158115.3686 | 0.674 | 106569.7585 | WNST | 3.2015e-05 | 3.4118 | Simple method | 2.9823
2021-01-01 | CNI_LV | Simple method region | 158115.3686 | 0.674 | 106569.7585 | WPOW | 2.7222e-06 | 0.2901 | Simple method | 0.25358
2021-01-01 | CNI_LV | Simple method region | 158115.3686 | 0.674 | 106569.7585 | WTOM | 0.016702 | 1779.927 | Simple method | 1555.8525
2021-02-01 | CNI_LV | Simple method region | 347267.0648 | 0.1953 | 67821.2578 | ALPE | 1.0934e-05 | 0.74157 | Simple method | 0.64821
2021-02-01 | CNI_LV | Simple method region | 347267.0648 | 0.1953 | 67821.2578 | BUEL | 5.831e-07 | 0.039547 | Simple method | 0.034568
2021-02-01 | CNI_LV | Simple method region | 347267.0648 | 0.1953 | 67821.2578 | CHBP | 0.033293 | 2257.9945 | Simple method | 1973.7362
2021-02-01 | CNI_LV | Simple method region | 347267.0648 | 0.1953 | 67821.2578 | COUP | 0.004308 | 292.172 | Simple method | 255.3905
2021-02-01 | CNI_LV | Simple method region | 347267.0648 | 0.1953 | 67821.2578 | CTCT | 0.054657 | 3706.9255 | Simple method | 3240.2616
2021-02-01 | CNI_LV | Simple method region | 347267.0648 | 0.1953 | 67821.2578 | DUNE | 7.0814e-05 | 4.8027 | Simple method | 4.1981
2021-02-01 | CNI_LV | Simple method region | 347267.0648 | 0.1953 | 67821.2578 | EASH | 9.231e-06 | 0.62606 | Simple method | 0.54725
2021-02-01 | CNI_LV | Simple method region | 347267.0648 | 0.1953 | 67821.2578 | EAST | 1.6509e-05 | 1.1196 | Simple method | 0.97868
2021-02-01 | CNI_LV | Simple method region | 347267.0648 | 0.1953 | 67821.2578 | GENE | 0.064783 | 4393.6591 | Simple method | 3840.5425
2021-02-01 | CNI_LV | Simple method region | 347267.0648 | 0.1953 | 67821.2578 | HORO | 0.024992 | 1695.0188 | Simple method | 1481.6333
2021-02-01 | CNI_LV | Simple method region | 347267.0648 | 0.1953 | 67821.2578 | HRZE | 6.7756e-05 | 4.5953 | Simple method | 4.0168
2021-02-01 | CNI_LV | Simple method region | 347267.0648 | 0.1953 | 67821.2578 | KIWI | 0.029568 | 2005.3142 | Simple method | 1752.8657
2021-02-01 | CNI_LV | Simple method region | 347267.0648 | 0.1953 | 67821.2578 | KUPE | 0.017281 | 1171.9948 | Simple method | 1024.4527
2021-02-01 | CNI_LV | Simple method region | 347267.0648 | 0.1953 | 67821.2578 | MARL | 5.6191e-06 | 0.38109 | Simple method | 0.33312
2021-02-01 | CNI_LV | Simple method region | 347267.0648 | 0.1953 | 67821.2578 | MELT | 0.049749 | 3374.0193 | Simple method | 2949.2649
2021-02-01 | CNI_LV | Simple method region | 347267.0648 | 0.1953 | 67821.2578 | MELW | 0.0022 | 149.2087 | Simple method | 130.4248
2021-02-01 | CNI_LV | Simple method region | 347267.0648 | 0.1953 | 67821.2578 | MERI | 0.030039 | 2037.2608 | Simple method | 1780.7906
2021-02-01 | CNI_LV | Simple method region | 347267.0648 | 0.1953 | 67821.2578 | METH | 0.013983 | 948.3171 | Simple method | 828.9337
2021-02-01 | CNI_LV | Simple method region | 347267.0648 | 0.1953 | 67821.2578 | MPOW | 1.3192e-05 | 0.89472 | Simple method | 0.78208
2021-02-01 | CNI_LV | Simple method region | 347267.0648 | 0.1953 | 67821.2578 | MRPL | 0.034384 | 2331.9964 | Simple method | 2038.422
2021-02-01 | CNI_LV | Simple method region | 347267.0648 | 0.1953 | 67821.2578 | MSVP | 0.0089317 | 605.7576 | Simple method | 529.499
2021-02-01 | CNI_LV | Simple method region | 347267.0648 | 0.1953 | 67821.2578 | NAPA | 0.01362 | 923.7265 | Simple method | 807.4388
2021-02-01 | CNI_LV | Simple method region | 347267.0648 | 0.1953 | 67821.2578 | NELS | 9.6717e-07 | 0.065595 | Simple method | 0.057337
2021-02-01 | CNI_LV | Simple method region | 347267.0648 | 0.1953 | 67821.2578 | NPOW | 0.00014671 | 9.9499 | Simple method | 8.6973
2021-02-01 | CNI_LV | Simple method region | 347267.0648 | 0.1953 | 67821.2578 | NTRG | 0.0083218 | 564.3983 | Simple method | 493.3464
2021-02-01 | CNI_LV | Simple method region | 347267.0648 | 0.1953 | 67821.2578 | NZAS | 3.3562e-05 | 2.2762 | Simple method | 1.9897
2021-02-01 | CNI_LV | Simple method region | 347267.0648 | 0.1953 | 67821.2578 | NZST | 5.7228e-05 | 3.8813 | Simple method | 3.3927
2021-02-01 | CNI_LV | Simple method region | 347267.0648 | 0.1953 | 67821.2578 | OMVP | 0.022442 | 1522.0712 | Simple method | 1330.458
2021-02-01 | CNI_LV | Simple method region | 347267.0648 | 0.1953 | 67821.2578 | ORON | 6.7887e-05 | 4.6042 | Simple method | 4.0246
2021-02-01 | CNI_LV | Simple method region | 347267.0648 | 0.1953 | 67821.2578 | PANP | 5.9271e-05 | 4.0199 | Simple method | 3.5138
2021-02-01 | CNI_LV | Simple method region | 347267.0648 | 0.1953 | 67821.2578 | POCO | 0.32108 | 21775.7496 | Simple method | 19034.4062
2021-02-01 | CNI_LV | Simple method region | 347267.0648 | 0.1953 | 67821.2578 | POWN | 5.848e-05 | 3.9662 | Simple method | 3.4669
2021-02-01 | CNI_LV | Simple method region | 347267.0648 | 0.1953 | 67821.2578 | RAYN | 3.3765e-08 | 0.00229 | Simple method | 0.0020017
2021-02-01 | CNI_LV | Simple method region | 347267.0648 | 0.1953 | 67821.2578 | SCAN | 0.023324 | 1581.83 | Simple method | 1382.6939
2021-02-01 | CNI_LV | Simple method region | 347267.0648 | 0.1953 | 67821.2578 | SCGL | 1.9394e-06 | 0.13153 | Simple method | 0.11497
2021-02-01 | CNI_LV | Simple method region | 347267.0648 | 0.1953 | 67821.2578 | SHPK | 5.6064e-08 | 0.0038024 | Simple method | 0.0033237
2021-02-01 | CNI_LV | Simple method region | 347267.0648 | 0.1953 | 67821.2578 | SKOG | 0.00081009 | 54.9415 | Simple method | 48.0249
2021-02-01 | CNI_LV | Simple method region | 347267.0648 | 0.1953 | 67821.2578 | SOLE | 1.3932e-10 | 9.449e-06 | Simple method | 8.2595e-06
2021-02-01 | CNI_LV | Simple method region | 347267.0648 | 0.1953 | 67821.2578 | SOU2 | 8.1697e-05 | 5.5408 | Simple method | 4.8433
2021-02-01 | CNI_LV | Simple method region | 347267.0648 | 0.1953 | 67821.2578 | TARW | 0.0050874 | 345.0363 | Simple method | 301.5997
2021-02-01 | CNI_LV | Simple method region | 347267.0648 | 0.1953 | 67821.2578 | TASM | 1.1575e-05 | 0.78505 | Simple method | 0.68622
2021-02-01 | CNI_LV | Simple method region | 347267.0648 | 0.1953 | 67821.2578 | TBOP | 0.026133 | 1772.3428 | Simple method | 1549.2231
2021-02-01 | CNI_LV | Simple method region | 347267.0648 | 0.1953 | 67821.2578 | TOD3 | 0.13756 | 9329.8184 | Simple method | 8155.29
2021-02-01 | CNI_LV | Simple method region | 347267.0648 | 0.1953 | 67821.2578 | TOPE | 2.1135e-05 | 1.4334 | Simple method | 1.253
2021-02-01 | CNI_LV | Simple method region | 347267.0648 | 0.1953 | 67821.2578 | TRNZ | 9.6321e-06 | 0.65326 | Simple method | 0.57102
2021-02-01 | CNI_LV | Simple method region | 347267.0648 | 0.1953 | 67821.2578 | TRUG | 0.022271 | 1510.4785 | Simple method | 1320.3248
2021-02-01 | CNI_LV | Simple method region | 347267.0648 | 0.1953 | 67821.2578 | UNET | 0.017647 | 1196.8625 | Simple method | 1046.1898
2021-02-01 | CNI_LV | Simple method region | 347267.0648 | 0.1953 | 67821.2578 | UNIS | 0.0027337 | 185.405 | Simple method | 162.0644
2021-02-01 | CNI_LV | Simple method region | 347267.0648 | 0.1953 | 67821.2578 | VECT | 0.0014179 | 96.1641 | Simple method | 84.058
2021-02-01 | CNI_LV | Simple method region | 347267.0648 | 0.1953 | 67821.2578 | WAIP | 0.0042779 | 290.1353 | Simple method | 253.6102
2021-02-01 | CNI_LV | Simple method region | 347267.0648 | 0.1953 | 67821.2578 | WATA | 4.6071e-06 | 0.31246 | Simple method | 0.27312
2021-02-01 | CNI_LV | Simple method region | 347267.0648 | 0.1953 | 67821.2578 | WAV1 | 0.0052303 | 354.7229 | Simple method | 310.067
2021-02-01 | CNI_LV | Simple method region | 347267.0648 | 0.1953 | 67821.2578 | WELE | 0.0023887 | 162.0039 | Simple method | 141.6092
2021-02-01 | CNI_LV | Simple method region | 347267.0648 | 0.1953 | 67821.2578 | WNST | 3.2015e-05 | 2.1713 | Simple method | 1.8979
2021-02-01 | CNI_LV | Simple method region | 347267.0648 | 0.1953 | 67821.2578 | WPOW | 2.7222e-06 | 0.18462 | Simple method | 0.16138
2021-02-01 | CNI_LV | Simple method region | 347267.0648 | 0.1953 | 67821.2578 | WTOM | 0.016702 | 1132.7499 | Simple method | 990.1483
2021-03-01 | CNI_LV | Simple method region | 262908.7173 | 0.2048 | 53843.7053 | ALPE | 1.0934e-05 | 0.58874 | Simple method | 0.51462
2021-03-01 | CNI_LV | Simple method region | 262908.7173 | 0.2048 | 53843.7053 | BUEL | 5.831e-07 | 0.031396 | Simple method | 0.027444
2021-03-01 | CNI_LV | Simple method region | 262908.7173 | 0.2048 | 53843.7053 | CHBP | 0.033293 | 1792.6354 | Simple method | 1566.961
2021-03-01 | CNI_LV | Simple method region | 262908.7173 | 0.2048 | 53843.7053 | COUP | 0.004308 | 231.9571 | Simple method | 202.7561
2021-03-01 | CNI_LV | Simple method region | 262908.7173 | 0.2048 | 53843.7053 | CTCT | 0.054657 | 2942.9505 | Simple method | 2572.4632
2021-03-01 | CNI_LV | Simple method region | 262908.7173 | 0.2048 | 53843.7053 | DUNE | 7.0814e-05 | 3.8129 | Simple method | 3.3329
2021-03-01 | CNI_LV | Simple method region | 262908.7173 | 0.2048 | 53843.7053 | EASH | 9.231e-06 | 0.49703 | Simple method | 0.43446
2021-03-01 | CNI_LV | Simple method region | 262908.7173 | 0.2048 | 53843.7053 | EAST | 1.6509e-05 | 0.88888 | Simple method | 0.77698
2021-03-01 | CNI_LV | Simple method region | 262908.7173 | 0.2048 | 53843.7053 | GENE | 0.064783 | 3488.1524 | Simple method | 3049.0298
2021-03-01 | CNI_LV | Simple method region | 262908.7173 | 0.2048 | 53843.7053 | HORO | 0.024992 | 1345.6856 | Simple method | 1176.2776
2021-03-01 | CNI_LV | Simple method region | 262908.7173 | 0.2048 | 53843.7053 | HRZE | 6.7756e-05 | 3.6482 | Simple method | 3.1889
2021-03-01 | CNI_LV | Simple method region | 262908.7173 | 0.2048 | 53843.7053 | KIWI | 0.029568 | 1592.0311 | Simple method | 1391.6107
2021-03-01 | CNI_LV | Simple method region | 262908.7173 | 0.2048 | 53843.7053 | KUPE | 0.017281 | 930.4537 | Simple method | 813.3192
2021-03-01 | CNI_LV | Simple method region | 262908.7173 | 0.2048 | 53843.7053 | MARL | 5.6191e-06 | 0.30255 | Simple method | 0.26447
2021-03-01 | CNI_LV | Simple method region | 262908.7173 | 0.2048 | 53843.7053 | MELT | 0.049749 | 2678.6542 | Simple method | 2341.4391
2021-03-01 | CNI_LV | Simple method region | 262908.7173 | 0.2048 | 53843.7053 | MELW | 0.0022 | 118.4577 | Simple method | 103.545
2021-03-01 | CNI_LV | Simple method region | 262908.7173 | 0.2048 | 53843.7053 | MERI | 0.030039 | 1617.3936 | Simple method | 1413.7804
2021-03-01 | CNI_LV | Simple method region | 262908.7173 | 0.2048 | 53843.7053 | METH | 0.013983 | 752.8746 | Simple method | 658.0955
2021-03-01 | CNI_LV | Simple method region | 262908.7173 | 0.2048 | 53843.7053 | MPOW | 1.3192e-05 | 0.71032 | Simple method | 0.6209
2021-03-01 | CNI_LV | Simple method region | 262908.7173 | 0.2048 | 53843.7053 | MRPL | 0.034384 | 1851.386 | Simple method | 1618.3155
2021-03-01 | CNI_LV | Simple method region | 262908.7173 | 0.2048 | 53843.7053 | MSVP | 0.0089317 | 480.9146 | Simple method | 420.3724
2021-03-01 | CNI_LV | Simple method region | 262908.7173 | 0.2048 | 53843.7053 | NAPA | 0.01362 | 733.352 | Simple method | 641.0305
2021-03-01 | CNI_LV | Simple method region | 262908.7173 | 0.2048 | 53843.7053 | NELS | 9.6717e-07 | 0.052076 | Simple method | 0.04552
2021-03-01 | CNI_LV | Simple method region | 262908.7173 | 0.2048 | 53843.7053 | NPOW | 0.00014671 | 7.8993 | Simple method | 6.9048
2021-03-01 | CNI_LV | Simple method region | 262908.7173 | 0.2048 | 53843.7053 | NTRG | 0.0083218 | 448.0792 | Simple method | 391.6707
2021-03-01 | CNI_LV | Simple method region | 262908.7173 | 0.2048 | 53843.7053 | NZAS | 3.3562e-05 | 1.8071 | Simple method | 1.5796
2021-03-01 | CNI_LV | Simple method region | 262908.7173 | 0.2048 | 53843.7053 | NZST | 5.7228e-05 | 3.0814 | Simple method | 2.6934
2021-03-01 | CNI_LV | Simple method region | 262908.7173 | 0.2048 | 53843.7053 | OMVP | 0.022442 | 1208.3815 | Simple method | 1056.2587
2021-03-01 | CNI_LV | Simple method region | 262908.7173 | 0.2048 | 53843.7053 | ORON | 6.7887e-05 | 3.6553 | Simple method | 3.1951
2021-03-01 | CNI_LV | Simple method region | 262908.7173 | 0.2048 | 53843.7053 | PANP | 5.9271e-05 | 3.1914 | Simple method | 2.7896
2021-03-01 | CNI_LV | Simple method region | 262908.7173 | 0.2048 | 53843.7053 | POCO | 0.32108 | 17287.8989 | Simple method | 15111.5298
2021-03-01 | CNI_LV | Simple method region | 262908.7173 | 0.2048 | 53843.7053 | POWN | 5.848e-05 | 3.1488 | Simple method | 2.7524
2021-03-01 | CNI_LV | Simple method region | 262908.7173 | 0.2048 | 53843.7053 | RAYN | 3.3765e-08 | 0.001818 | Simple method | 0.0015892
2021-03-01 | CNI_LV | Simple method region | 262908.7173 | 0.2048 | 53843.7053 | SCAN | 0.023324 | 1255.8244 | Simple method | 1097.729
2021-03-01 | CNI_LV | Simple method region | 262908.7173 | 0.2048 | 53843.7053 | SCGL | 1.9394e-06 | 0.10442 | Simple method | 0.091278
2021-03-01 | CNI_LV | Simple method region | 262908.7173 | 0.2048 | 53843.7053 | SHPK | 5.6064e-08 | 0.0030187 | Simple method | 0.0026387
2021-03-01 | CNI_LV | Simple method region | 262908.7173 | 0.2048 | 53843.7053 | SKOG | 0.00081009 | 43.6184 | Simple method | 38.1273
2021-03-01 | CNI_LV | Simple method region | 262908.7173 | 0.2048 | 53843.7053 | SOLE | 1.3932e-10 | 7.5016e-06 | Simple method | 6.5572e-06
2021-03-01 | CNI_LV | Simple method region | 262908.7173 | 0.2048 | 53843.7053 | SOU2 | 8.1697e-05 | 4.3989 | Simple method | 3.8451
2021-03-01 | CNI_LV | Simple method region | 262908.7173 | 0.2048 | 53843.7053 | TARW | 0.0050874 | 273.9264 | Simple method | 239.4419
2021-03-01 | CNI_LV | Simple method region | 262908.7173 | 0.2048 | 53843.7053 | TASM | 1.1575e-05 | 0.62326 | Simple method | 0.5448
2021-03-01 | CNI_LV | Simple method region | 262908.7173 | 0.2048 | 53843.7053 | TBOP | 0.026133 | 1407.0737 | Simple method | 1229.9375
2021-03-01 | CNI_LV | Simple method region | 262908.7173 | 0.2048 | 53843.7053 | TOD3 | 0.13756 | 7406.999 | Simple method | 6474.5339
2021-03-01 | CNI_LV | Simple method region | 262908.7173 | 0.2048 | 53843.7053 | TOPE | 2.1135e-05 | 1.138 | Simple method | 0.99474
2021-03-01 | CNI_LV | Simple method region | 262908.7173 | 0.2048 | 53843.7053 | TRNZ | 9.6321e-06 | 0.51863 | Simple method | 0.45334
2021-03-01 | CNI_LV | Simple method region | 262908.7173 | 0.2048 | 53843.7053 | TRUG | 0.022271 | 1199.178 | Simple method | 1048.2138
2021-03-01 | CNI_LV | Simple method region | 262908.7173 | 0.2048 | 53843.7053 | UNET | 0.017647 | 950.1963 | Simple method | 830.5764
2021-03-01 | CNI_LV | Simple method region | 262908.7173 | 0.2048 | 53843.7053 | UNIS | 0.0027337 | 147.1941 | Simple method | 128.6639
2021-03-01 | CNI_LV | Simple method region | 262908.7173 | 0.2048 | 53843.7053 | VECT | 0.0014179 | 76.3452 | Simple method | 66.7342
2021-03-01 | CNI_LV | Simple method region | 262908.7173 | 0.2048 | 53843.7053 | WAIP | 0.0042779 | 230.3402 | Simple method | 201.3427
2021-03-01 | CNI_LV | Simple method region | 262908.7173 | 0.2048 | 53843.7053 | WATA | 4.6071e-06 | 0.24806 | Simple method | 0.21683
2021-03-01 | CNI_LV | Simple method region | 262908.7173 | 0.2048 | 53843.7053 | WAV1 | 0.0052303 | 281.6167 | Simple method | 246.164
2021-03-01 | CNI_LV | Simple method region | 262908.7173 | 0.2048 | 53843.7053 | WELE | 0.0023887 | 128.6158 | Simple method | 112.4244
2021-03-01 | CNI_LV | Simple method region | 262908.7173 | 0.2048 | 53843.7053 | WNST | 3.2015e-05 | 1.7238 | Simple method | 1.5068
2021-03-01 | CNI_LV | Simple method region | 262908.7173 | 0.2048 | 53843.7053 | WPOW | 2.7222e-06 | 0.14657 | Simple method | 0.12812
2021-03-01 | CNI_LV | Simple method region | 262908.7173 | 0.2048 | 53843.7053 | WTOM | 0.016702 | 899.297 | Simple method | 786.0847
2020-04-01 | CSI_HV | Simple method region | 104360.4365 | 2.1412 | 223456.5666 | ALPE | 0.034779 | 7771.4923 | Simple method | 6793.1412
2020-04-01 | CSI_HV | Simple method region | 104360.4365 | 2.1412 | 223456.5666 | BUEL | 0.0017068 | 381.3899 | Simple method | 333.3768
2020-04-01 | CSI_HV | Simple method region | 104360.4365 | 2.1412 | 223456.5666 | CHBP | 0.00039213 | 87.6238 | Simple method | 76.5929
2020-04-01 | CSI_HV | Simple method region | 104360.4365 | 2.1412 | 223456.5666 | COUP | 0.002476 | 553.2783 | Simple method | 483.6262
2020-04-01 | CSI_HV | Simple method region | 104360.4365 | 2.1412 | 223456.5666 | CTCT | 0.036828 | 8229.5465 | Simple method | 7193.531
2020-04-01 | CSI_HV | Simple method region | 104360.4365 | 2.1412 | 223456.5666 | DUNE | 0.023534 | 5258.8663 | Simple method | 4596.829
2020-04-01 | CSI_HV | Simple method region | 104360.4365 | 2.1412 | 223456.5666 | EASH | 0.025037 | 5594.7104 | Simple method | 4890.3938
2020-04-01 | CSI_HV | Simple method region | 104360.4365 | 2.1412 | 223456.5666 | EAST | 0.0010463 | 233.7954 | Simple method | 204.3629
2020-04-01 | CSI_HV | Simple method region | 104360.4365 | 2.1412 | 223456.5666 | GENE | 0.045905 | 10257.7518 | Simple method | 8966.4061
2020-04-01 | CSI_HV | Simple method region | 104360.4365 | 2.1412 | 223456.5666 | HORO | 0.0020027 | 447.5236 | Simple method | 391.1849
2020-04-01 | CSI_HV | Simple method region | 104360.4365 | 2.1412 | 223456.5666 | HRZE | 0.0021802 | 487.1788 | Simple method | 425.848
2020-04-01 | CSI_HV | Simple method region | 104360.4365 | 2.1412 | 223456.5666 | KIWI | 5.4693e-06 | 1.2221 | Simple method | 1.0683
2020-04-01 | CSI_HV | Simple method region | 104360.4365 | 2.1412 | 223456.5666 | KUPE | 0.00020353 | 45.4805 | Simple method | 39.7549
2020-04-01 | CSI_HV | Simple method region | 104360.4365 | 2.1412 | 223456.5666 | MARL | 0.016448 | 3675.306 | Simple method | 3212.6227
2020-04-01 | CSI_HV | Simple method region | 104360.4365 | 2.1412 | 223456.5666 | MELT | 9.7529e-06 | 2.1794 | Simple method | 1.905
2020-04-01 | CSI_HV | Simple method region | 104360.4365 | 2.1412 | 223456.5666 | MELW | 3.6937e-06 | 0.82539 | Simple method | 0.72148
2020-04-01 | CSI_HV | Simple method region | 104360.4365 | 2.1412 | 223456.5666 | MERI | 0.41385 | 92476.6929 | Simple method | 80834.8261
2020-04-01 | CSI_HV | Simple method region | 104360.4365 | 2.1412 | 223456.5666 | METH | 0.00016469 | 36.8004 | Simple method | 32.1676
2020-04-01 | CSI_HV | Simple method region | 104360.4365 | 2.1412 | 223456.5666 | MPOW | 0.029638 | 6622.8072 | Simple method | 5789.0637
2020-04-01 | CSI_HV | Simple method region | 104360.4365 | 2.1412 | 223456.5666 | MRPL | 0.0027178 | 607.3139 | Simple method | 530.8593
2020-04-01 | CSI_HV | Simple method region | 104360.4365 | 2.1412 | 223456.5666 | MSVP | 0.00073645 | 164.5642 | Simple method | 143.8473
2020-04-01 | CSI_HV | Simple method region | 104360.4365 | 2.1412 | 223456.5666 | NAPA | 0.0011176 | 249.7442 | Simple method | 218.304
2020-04-01 | CSI_HV | Simple method region | 104360.4365 | 2.1412 | 223456.5666 | NELS | 0.0026232 | 586.1763 | Simple method | 512.3827
2020-04-01 | CSI_HV | Simple method region | 104360.4365 | 2.1412 | 223456.5666 | NPOW | 0.007505 | 1677.0506 | Simple method | 1465.9272
2020-04-01 | CSI_HV | Simple method region | 104360.4365 | 2.1412 | 223456.5666 | NTRG | 0.00068258 | 152.528 | Simple method | 133.3263
2020-04-01 | CSI_HV | Simple method region | 104360.4365 | 2.1412 | 223456.5666 | NZAS | 0.015302 | 3419.2281 | Simple method | 2988.7823
2020-04-01 | CSI_HV | Simple method region | 104360.4365 | 2.1412 | 223456.5666 | NZST | 0.0027552 | 615.6626 | Simple method | 538.157
2020-04-01 | CSI_HV | Simple method region | 104360.4365 | 2.1412 | 223456.5666 | OMVP | 0.00026433 | 59.0655 | Simple method | 51.6298
2020-04-01 | CSI_HV | Simple method region | 104360.4365 | 2.1412 | 223456.5666 | ORON | 0.15754 | 35202.674 | Simple method | 30771.0186
2020-04-01 | CSI_HV | Simple method region | 104360.4365 | 2.1412 | 223456.5666 | PANP | 0.0030706 | 686.1466 | Simple method | 599.7678
2020-04-01 | CSI_HV | Simple method region | 104360.4365 | 2.1412 | 223456.5666 | POCO | 0.013949 | 3116.9708 | Simple method | 2724.5762
2020-04-01 | CSI_HV | Simple method region | 104360.4365 | 2.1412 | 223456.5666 | POWN | 0.012239 | 2734.9479 | Simple method | 2390.646
2020-04-01 | CSI_HV | Simple method region | 104360.4365 | 2.1412 | 223456.5666 | RAYN | 8.3597e-05 | 18.6804 | Simple method | 16.3287
2020-04-01 | CSI_HV | Simple method region | 104360.4365 | 2.1412 | 223456.5666 | SCAN | 0.0002747 | 61.3846 | Simple method | 53.6569
2020-04-01 | CSI_HV | Simple method region | 104360.4365 | 2.1412 | 223456.5666 | SCGL | 8.2727e-06 | 1.8486 | Simple method | 1.6159
2020-04-01 | CSI_HV | Simple method region | 104360.4365 | 2.1412 | 223456.5666 | SHPK | 2.7103e-06 | 0.60564 | Simple method | 0.5294
2020-04-01 | CSI_HV | Simple method region | 104360.4365 | 2.1412 | 223456.5666 | SKOG | 0.0025232 | 563.8145 | Simple method | 492.8361
2020-04-01 | CSI_HV | Simple method region | 104360.4365 | 2.1412 | 223456.5666 | SOLE | 3.4494e-07 | 0.077079 | Simple method | 0.067376
2020-04-01 | CSI_HV | Simple method region | 104360.4365 | 2.1412 | 223456.5666 | SOU2 | 1.4956e-05 | 3.3419 | Simple method | 2.9212
2020-04-01 | CSI_HV | Simple method region | 104360.4365 | 2.1412 | 223456.5666 | TARW | 0.00041948 | 93.7349 | Simple method | 81.9346
2020-04-01 | CSI_HV | Simple method region | 104360.4365 | 2.1412 | 223456.5666 | TASM | 0.031507 | 7040.5146 | Simple method | 6154.1861
2020-04-01 | CSI_HV | Simple method region | 104360.4365 | 2.1412 | 223456.5666 | TBOP | 4.2901e-06 | 0.95865 | Simple method | 0.83797
2020-04-01 | CSI_HV | Simple method region | 104360.4365 | 2.1412 | 223456.5666 | TOD3 | 2.642e-05 | 5.9037 | Simple method | 5.1605
2020-04-01 | CSI_HV | Simple method region | 104360.4365 | 2.1412 | 223456.5666 | TOPE | 0.0010863 | 242.7339 | Simple method | 212.1762
2020-04-01 | CSI_HV | Simple method region | 104360.4365 | 2.1412 | 223456.5666 | TRNZ | 0.00029261 | 65.3863 | Simple method | 57.1548
2020-04-01 | CSI_HV | Simple method region | 104360.4365 | 2.1412 | 223456.5666 | TRUG | 0.00010372 | 23.1764 | Simple method | 20.2587
2020-04-01 | CSI_HV | Simple method region | 104360.4365 | 2.1412 | 223456.5666 | UNET | 0.012536 | 2801.1984 | Simple method | 2448.5563
2020-04-01 | CSI_HV | Simple method region | 104360.4365 | 2.1412 | 223456.5666 | UNIS | 0.0052492 | 1172.9721 | Simple method | 1025.3069
2020-04-01 | CSI_HV | Simple method region | 104360.4365 | 2.1412 | 223456.5666 | VECT | 0.058229 | 13011.5727 | Simple method | 11373.5492
2020-04-01 | CSI_HV | Simple method region | 104360.4365 | 2.1412 | 223456.5666 | WAIP | 0.0015539 | 347.2366 | Simple method | 303.5231
2020-04-01 | CSI_HV | Simple method region | 104360.4365 | 2.1412 | 223456.5666 | WATA | 0.013876 | 3100.5827 | Simple method | 2710.2511
2020-04-01 | CSI_HV | Simple method region | 104360.4365 | 2.1412 | 223456.5666 | WAV1 | 0.00043125 | 96.3664 | Simple method | 84.2349
2020-04-01 | CSI_HV | Simple method region | 104360.4365 | 2.1412 | 223456.5666 | WELE | 0.0062457 | 1395.6505 | Simple method | 1219.9524
2020-04-01 | CSI_HV | Simple method region | 104360.4365 | 2.1412 | 223456.5666 | WNST | 0.0015844 | 354.041 | Simple method | 309.4709
2020-04-01 | CSI_HV | Simple method region | 104360.4365 | 2.1412 | 223456.5666 | WPOW | 0.0061868 | 1382.491 | Simple method | 1208.4495
2020-04-01 | CSI_HV | Simple method region | 104360.4365 | 2.1412 | 223456.5666 | WTOM | 0.001055 | 235.7504 | Simple method | 206.0718
2020-05-01 | CSI_HV | Simple method region | 464550.0536 | 0.3989 | 185309.0164 | ALPE | 0.034779 | 6444.7764 | Simple method | 5633.4451
2020-05-01 | CSI_HV | Simple method region | 464550.0536 | 0.3989 | 185309.0164 | BUEL | 0.0017068 | 316.2806 | Simple method | 276.4641
2020-05-01 | CSI_HV | Simple method region | 464550.0536 | 0.3989 | 185309.0164 | CHBP | 0.00039213 | 72.6651 | Simple method | 63.5173
2020-05-01 | CSI_HV | Simple method region | 464550.0536 | 0.3989 | 185309.0164 | COUP | 0.002476 | 458.825 | Simple method | 401.0636
2020-05-01 | CSI_HV | Simple method region | 464550.0536 | 0.3989 | 185309.0164 | CTCT | 0.036828 | 6824.6335 | Simple method | 5965.4821
2020-05-01 | CSI_HV | Simple method region | 464550.0536 | 0.3989 | 185309.0164 | DUNE | 0.023534 | 4361.0951 | Simple method | 3812.078
2020-05-01 | CSI_HV | Simple method region | 464550.0536 | 0.3989 | 185309.0164 | EASH | 0.025037 | 4639.6054 | Simple method | 4055.5267
2020-05-01 | CSI_HV | Simple method region | 464550.0536 | 0.3989 | 185309.0164 | EAST | 0.0010463 | 193.8828 | Simple method | 169.475
2020-05-01 | CSI_HV | Simple method region | 464550.0536 | 0.3989 | 185309.0164 | GENE | 0.045905 | 8506.5923 | Simple method | 7435.6996
2020-05-01 | CSI_HV | Simple method region | 464550.0536 | 0.3989 | 185309.0164 | HORO | 0.0020027 | 371.1243 | Simple method | 324.4035
2020-05-01 | CSI_HV | Simple method region | 464550.0536 | 0.3989 | 185309.0164 | HRZE | 0.0021802 | 404.0097 | Simple method | 353.149
2020-05-01 | CSI_HV | Simple method region | 464550.0536 | 0.3989 | 185309.0164 | KIWI | 5.4693e-06 | 1.0135 | Simple method | 0.88591
2020-05-01 | CSI_HV | Simple method region | 464550.0536 | 0.3989 | 185309.0164 | KUPE | 0.00020353 | 37.7162 | Simple method | 32.9682
2020-05-01 | CSI_HV | Simple method region | 464550.0536 | 0.3989 | 185309.0164 | MARL | 0.016448 | 3047.8735 | Simple method | 2664.1775
2020-05-01 | CSI_HV | Simple method region | 464550.0536 | 0.3989 | 185309.0164 | MELT | 9.7529e-06 | 1.8073 | Simple method | 1.5798
2020-05-01 | CSI_HV | Simple method region | 464550.0536 | 0.3989 | 185309.0164 | MELW | 3.6937e-06 | 0.68448 | Simple method | 0.59831
2020-05-01 | CSI_HV | Simple method region | 464550.0536 | 0.3989 | 185309.0164 | MERI | 0.41385 | 76689.467 | Simple method | 67035.05
2020-05-01 | CSI_HV | Simple method region | 464550.0536 | 0.3989 | 185309.0164 | METH | 0.00016469 | 30.518 | Simple method | 26.6761
2020-05-01 | CSI_HV | Simple method region | 464550.0536 | 0.3989 | 185309.0164 | MPOW | 0.029638 | 5492.1898 | Simple method | 4800.7795
2020-05-01 | CSI_HV | Simple method region | 464550.0536 | 0.3989 | 185309.0164 | MRPL | 0.0027178 | 503.6359 | Simple method | 440.2333
2020-05-01 | CSI_HV | Simple method region | 464550.0536 | 0.3989 | 185309.0164 | MSVP | 0.00073645 | 136.4705 | Simple method | 119.2903
2020-05-01 | CSI_HV | Simple method region | 464550.0536 | 0.3989 | 185309.0164 | NAPA | 0.0011176 | 207.1089 | Simple method | 181.036
2020-05-01 | CSI_HV | Simple method region | 464550.0536 | 0.3989 | 185309.0164 | NELS | 0.0026232 | 486.1068 | Simple method | 424.9109
2020-05-01 | CSI_HV | Simple method region | 464550.0536 | 0.3989 | 185309.0164 | NPOW | 0.007505 | 1390.7517 | Simple method | 1215.6703
2020-05-01 | CSI_HV | Simple method region | 464550.0536 | 0.3989 | 185309.0164 | NTRG | 0.00068258 | 126.4891 | Simple method | 110.5654
2020-05-01 | CSI_HV | Simple method region | 464550.0536 | 0.3989 | 185309.0164 | NZAS | 0.015302 | 2835.512 | Simple method | 2478.5502
2020-05-01 | CSI_HV | Simple method region | 464550.0536 | 0.3989 | 185309.0164 | NZST | 0.0027552 | 510.5593 | Simple method | 446.2851
2020-05-01 | CSI_HV | Simple method region | 464550.0536 | 0.3989 | 185309.0164 | OMVP | 0.00026433 | 48.9821 | Simple method | 42.8158
2020-05-01 | CSI_HV | Simple method region | 464550.0536 | 0.3989 | 185309.0164 | ORON | 0.15754 | 29193.0239 | Simple method | 25517.9217
2020-05-01 | CSI_HV | Simple method region | 464550.0536 | 0.3989 | 185309.0164 | PANP | 0.0030706 | 569.0106 | Simple method | 497.378
2020-05-01 | CSI_HV | Simple method region | 464550.0536 | 0.3989 | 185309.0164 | POCO | 0.013949 | 2584.8549 | Simple method | 2259.4482
2020-05-01 | CSI_HV | Simple method region | 464550.0536 | 0.3989 | 185309.0164 | POWN | 0.012239 | 2268.0493 | Simple method | 1982.5251
2020-05-01 | CSI_HV | Simple method region | 464550.0536 | 0.3989 | 185309.0164 | RAYN | 8.3597e-05 | 15.4914 | Simple method | 13.5412
2020-05-01 | CSI_HV | Simple method region | 464550.0536 | 0.3989 | 185309.0164 | SCAN | 0.0002747 | 50.9052 | Simple method | 44.4968
2020-05-01 | CSI_HV | Simple method region | 464550.0536 | 0.3989 | 185309.0164 | SCGL | 8.2727e-06 | 1.533 | Simple method | 1.34
2020-05-01 | CSI_HV | Simple method region | 464550.0536 | 0.3989 | 185309.0164 | SHPK | 2.7103e-06 | 0.50225 | Simple method | 0.43902
2020-05-01 | CSI_HV | Simple method region | 464550.0536 | 0.3989 | 185309.0164 | SKOG | 0.0025232 | 467.5625 | Simple method | 408.7012
2020-05-01 | CSI_HV | Simple method region | 464550.0536 | 0.3989 | 185309.0164 | SOLE | 3.4494e-07 | 0.063921 | Simple method | 0.055874
2020-05-01 | CSI_HV | Simple method region | 464550.0536 | 0.3989 | 185309.0164 | SOU2 | 1.4956e-05 | 2.7714 | Simple method | 2.4225
2020-05-01 | CSI_HV | Simple method region | 464550.0536 | 0.3989 | 185309.0164 | TARW | 0.00041948 | 77.7329 | Simple method | 67.9471
2020-05-01 | CSI_HV | Simple method region | 464550.0536 | 0.3989 | 185309.0164 | TASM | 0.031507 | 5838.5881 | Simple method | 5103.5697
2020-05-01 | CSI_HV | Simple method region | 464550.0536 | 0.3989 | 185309.0164 | TBOP | 4.2901e-06 | 0.79499 | Simple method | 0.69491
2020-05-01 | CSI_HV | Simple method region | 464550.0536 | 0.3989 | 185309.0164 | TOD3 | 2.642e-05 | 4.8959 | Simple method | 4.2795
2020-05-01 | CSI_HV | Simple method region | 464550.0536 | 0.3989 | 185309.0164 | TOPE | 0.0010863 | 201.2954 | Simple method | 175.9544
2020-05-01 | CSI_HV | Simple method region | 464550.0536 | 0.3989 | 185309.0164 | TRNZ | 0.00029261 | 54.2238 | Simple method | 47.3976
2020-05-01 | CSI_HV | Simple method region | 464550.0536 | 0.3989 | 185309.0164 | TRUG | 0.00010372 | 19.2198 | Simple method | 16.8002
2020-05-01 | CSI_HV | Simple method region | 464550.0536 | 0.3989 | 185309.0164 | UNET | 0.012536 | 2322.9898 | Simple method | 2030.5492
2020-05-01 | CSI_HV | Simple method region | 464550.0536 | 0.3989 | 185309.0164 | UNIS | 0.0052492 | 972.7273 | Simple method | 850.2709
2020-05-01 | CSI_HV | Simple method region | 464550.0536 | 0.3989 | 185309.0164 | VECT | 0.058229 | 10790.2926 | Simple method | 9431.9055
2020-05-01 | CSI_HV | Simple method region | 464550.0536 | 0.3989 | 185309.0164 | WAIP | 0.0015539 | 287.9579 | Simple method | 251.7069
2020-05-01 | CSI_HV | Simple method region | 464550.0536 | 0.3989 | 185309.0164 | WATA | 0.013876 | 2571.2645 | Simple method | 2247.5686
2020-05-01 | CSI_HV | Simple method region | 464550.0536 | 0.3989 | 185309.0164 | WAV1 | 0.00043125 | 79.9152 | Simple method | 69.8547
2020-05-01 | CSI_HV | Simple method region | 464550.0536 | 0.3989 | 185309.0164 | WELE | 0.0062457 | 1157.391 | Simple method | 1011.6873
2020-05-01 | CSI_HV | Simple method region | 464550.0536 | 0.3989 | 185309.0164 | WNST | 0.0015844 | 293.6006 | Simple method | 256.6393
2020-05-01 | CSI_HV | Simple method region | 464550.0536 | 0.3989 | 185309.0164 | WPOW | 0.0061868 | 1146.478 | Simple method | 1002.1482
2020-05-01 | CSI_HV | Simple method region | 464550.0536 | 0.3989 | 185309.0164 | WTOM | 0.001055 | 195.5041 | Simple method | 170.8921
2020-06-01 | CSI_HV | Simple method region | 279252.4252 | 0.4449 | 124239.404 | ALPE | 0.034779 | 4320.8646 | Simple method | 3776.9121
2020-06-01 | CSI_HV | Simple method region | 279252.4252 | 0.4449 | 124239.404 | BUEL | 0.0017068 | 212.0486 | Simple method | 185.3538
2020-06-01 | CSI_HV | Simple method region | 279252.4252 | 0.4449 | 124239.404 | CHBP | 0.00039213 | 48.7179 | Simple method | 42.5848
2020-06-01 | CSI_HV | Simple method region | 279252.4252 | 0.4449 | 124239.404 | COUP | 0.002476 | 307.6167 | Simple method | 268.8909
2020-06-01 | CSI_HV | Simple method region | 279252.4252 | 0.4449 | 124239.404 | CTCT | 0.036828 | 4575.5377 | Simple method | 3999.5245
2020-06-01 | CSI_HV | Simple method region | 279252.4252 | 0.4449 | 124239.404 | DUNE | 0.023534 | 2923.8721 | Simple method | 2555.7866
2020-06-01 | CSI_HV | Simple method region | 279252.4252 | 0.4449 | 124239.404 | EASH | 0.025037 | 3110.5977 | Simple method | 2719.0054
2020-06-01 | CSI_HV | Simple method region | 279252.4252 | 0.4449 | 124239.404 | EAST | 0.0010463 | 129.9877 | Simple method | 113.6236
2020-06-01 | CSI_HV | Simple method region | 279252.4252 | 0.4449 | 124239.404 | GENE | 0.045905 | 5703.1977 | Simple method | 4985.2236
2020-06-01 | CSI_HV | Simple method region | 279252.4252 | 0.4449 | 124239.404 | HORO | 0.0020027 | 248.8182 | Simple method | 217.4945
2020-06-01 | CSI_HV | Simple method region | 279252.4252 | 0.4449 | 124239.404 | HRZE | 0.0021802 | 270.8661 | Simple method | 236.7668
2020-06-01 | CSI_HV | Simple method region | 279252.4252 | 0.4449 | 124239.404 | KIWI | 5.4693e-06 | 0.6795 | Simple method | 0.59396
2020-06-01 | CSI_HV | Simple method region | 279252.4252 | 0.4449 | 124239.404 | KUPE | 0.00020353 | 25.2866 | Simple method | 22.1033
2020-06-01 | CSI_HV | Simple method region | 279252.4252 | 0.4449 | 124239.404 | MARL | 0.016448 | 2043.4299 | Simple method | 1786.183
2020-06-01 | CSI_HV | Simple method region | 279252.4252 | 0.4449 | 124239.404 | MELT | 9.7529e-06 | 1.2117 | Simple method | 1.0592
2020-06-01 | CSI_HV | Simple method region | 279252.4252 | 0.4449 | 124239.404 | MELW | 3.6937e-06 | 0.45891 | Simple method | 0.40113
2020-06-01 | CSI_HV | Simple method region | 279252.4252 | 0.4449 | 124239.404 | MERI | 0.41385 | 51416.0285 | Simple method | 44943.2781
2020-06-01 | CSI_HV | Simple method region | 279252.4252 | 0.4449 | 124239.404 | METH | 0.00016469 | 20.4606 | Simple method | 17.8849
2020-06-01 | CSI_HV | Simple method region | 279252.4252 | 0.4449 | 124239.404 | MPOW | 0.029638 | 3682.2083 | Simple method | 3218.656
2020-06-01 | CSI_HV | Simple method region | 279252.4252 | 0.4449 | 124239.404 | MRPL | 0.0027178 | 337.6599 | Simple method | 295.152
2020-06-01 | CSI_HV | Simple method region | 279252.4252 | 0.4449 | 124239.404 | MSVP | 0.00073645 | 91.4959 | Simple method | 79.9775
2020-06-01 | CSI_HV | Simple method region | 279252.4252 | 0.4449 | 124239.404 | NAPA | 0.0011176 | 138.855 | Simple method | 121.3746
2020-06-01 | CSI_HV | Simple method region | 279252.4252 | 0.4449 | 124239.404 | NELS | 0.0026232 | 325.9076 | Simple method | 284.8792
2020-06-01 | CSI_HV | Simple method region | 279252.4252 | 0.4449 | 124239.404 | NPOW | 0.007505 | 932.4218 | Simple method | 815.0394
2020-06-01 | CSI_HV | Simple method region | 279252.4252 | 0.4449 | 124239.404 | NTRG | 0.00068258 | 84.8039 | Simple method | 74.128
2020-06-01 | CSI_HV | Simple method region | 279252.4252 | 0.4449 | 124239.404 | NZAS | 0.015302 | 1901.0534 | Simple method | 1661.7302
2020-06-01 | CSI_HV | Simple method region | 279252.4252 | 0.4449 | 124239.404 | NZST | 0.0027552 | 342.3016 | Simple method | 299.2094
2020-06-01 | CSI_HV | Simple method region | 279252.4252 | 0.4449 | 124239.404 | OMVP | 0.00026433 | 32.8398 | Simple method | 28.7056
2020-06-01 | CSI_HV | Simple method region | 279252.4252 | 0.4449 | 124239.404 | ORON | 0.15754 | 19572.3012 | Simple method | 17108.3493
2020-06-01 | CSI_HV | Simple method region | 279252.4252 | 0.4449 | 124239.404 | PANP | 0.0030706 | 381.49 | Simple method | 333.4643
2020-06-01 | CSI_HV | Simple method region | 279252.4252 | 0.4449 | 124239.404 | POCO | 0.013949 | 1733.0017 | Simple method | 1514.8345
2020-06-01 | CSI_HV | Simple method region | 279252.4252 | 0.4449 | 124239.404 | POWN | 0.012239 | 1520.6011 | Simple method | 1329.173
2020-06-01 | CSI_HV | Simple method region | 279252.4252 | 0.4449 | 124239.404 | RAYN | 8.3597e-05 | 10.3861 | Simple method | 9.0786
2020-06-01 | CSI_HV | Simple method region | 279252.4252 | 0.4449 | 124239.404 | SCAN | 0.0002747 | 34.1291 | Simple method | 29.8326
2020-06-01 | CSI_HV | Simple method region | 279252.4252 | 0.4449 | 124239.404 | SCGL | 8.2727e-06 | 1.0278 | Simple method | 0.89841
2020-06-01 | CSI_HV | Simple method region | 279252.4252 | 0.4449 | 124239.404 | SHPK | 2.7103e-06 | 0.33673 | Simple method | 0.29434
2020-06-01 | CSI_HV | Simple method region | 279252.4252 | 0.4449 | 124239.404 | SKOG | 0.0025232 | 313.4747 | Simple method | 274.0115
2020-06-01 | CSI_HV | Simple method region | 279252.4252 | 0.4449 | 124239.404 | SOLE | 3.4494e-07 | 0.042855 | Simple method | 0.03746
2020-06-01 | CSI_HV | Simple method region | 279252.4252 | 0.4449 | 124239.404 | SOU2 | 1.4956e-05 | 1.8581 | Simple method | 1.6242
2020-06-01 | CSI_HV | Simple method region | 279252.4252 | 0.4449 | 124239.404 | TARW | 0.00041948 | 52.1156 | Simple method | 45.5548
2020-06-01 | CSI_HV | Simple method region | 279252.4252 | 0.4449 | 124239.404 | TASM | 0.031507 | 3914.449 | Simple method | 3421.6601
2020-06-01 | CSI_HV | Simple method region | 279252.4252 | 0.4449 | 124239.404 | TBOP | 4.2901e-06 | 0.533 | Simple method | 0.4659
2020-06-01 | CSI_HV | Simple method region | 279252.4252 | 0.4449 | 124239.404 | TOD3 | 2.642e-05 | 3.2824 | Simple method | 2.8692
2020-06-01 | CSI_HV | Simple method region | 279252.4252 | 0.4449 | 124239.404 | TOPE | 0.0010863 | 134.9574 | Simple method | 117.9677
2020-06-01 | CSI_HV | Simple method region | 279252.4252 | 0.4449 | 124239.404 | TRNZ | 0.00029261 | 36.3541 | Simple method | 31.7775
2020-06-01 | CSI_HV | Simple method region | 279252.4252 | 0.4449 | 124239.404 | TRUG | 0.00010372 | 12.8858 | Simple method | 11.2636
2020-06-01 | CSI_HV | Simple method region | 279252.4252 | 0.4449 | 124239.404 | UNET | 0.012536 | 1557.4356 | Simple method | 1361.3705
2020-06-01 | CSI_HV | Simple method region | 279252.4252 | 0.4449 | 124239.404 | UNIS | 0.0052492 | 652.1596 | Simple method | 570.0594
2020-06-01 | CSI_HV | Simple method region | 279252.4252 | 0.4449 | 124239.404 | VECT | 0.058229 | 7234.2919 | Simple method | 6323.5688
2020-06-01 | CSI_HV | Simple method region | 279252.4252 | 0.4449 | 124239.404 | WAIP | 0.0015539 | 193.0598 | Simple method | 168.7555
2020-06-01 | CSI_HV | Simple method region | 279252.4252 | 0.4449 | 124239.404 | WATA | 0.013876 | 1723.89 | Simple method | 1506.8699
2020-06-01 | CSI_HV | Simple method region | 279252.4252 | 0.4449 | 124239.404 | WAV1 | 0.00043125 | 53.5787 | Simple method | 46.8337
2020-06-01 | CSI_HV | Simple method region | 279252.4252 | 0.4449 | 124239.404 | WELE | 0.0062457 | 775.9664 | Simple method | 678.2802
2020-06-01 | CSI_HV | Simple method region | 279252.4252 | 0.4449 | 124239.404 | WNST | 0.0015844 | 196.8429 | Simple method | 172.0624
2020-06-01 | CSI_HV | Simple method region | 279252.4252 | 0.4449 | 124239.404 | WPOW | 0.0061868 | 768.6498 | Simple method | 671.8847
2020-06-01 | CSI_HV | Simple method region | 279252.4252 | 0.4449 | 124239.404 | WTOM | 0.001055 | 131.0746 | Simple method | 114.5737
2020-07-01 | CSI_HV | Simple method region | 306049.2854 | 0.5722 | 175121.4011 | ALPE | 0.034779 | 6090.466 | Simple method | 5323.7388
2020-07-01 | CSI_HV | Simple method region | 306049.2854 | 0.5722 | 175121.4011 | BUEL | 0.0017068 | 298.8926 | Simple method | 261.2651
2020-07-01 | CSI_HV | Simple method region | 306049.2854 | 0.5722 | 175121.4011 | CHBP | 0.00039213 | 68.6702 | Simple method | 60.0253
2020-07-01 | CSI_HV | Simple method region | 306049.2854 | 0.5722 | 175121.4011 | COUP | 0.002476 | 433.6005 | Simple method | 379.0146
2020-07-01 | CSI_HV | Simple method region | 306049.2854 | 0.5722 | 175121.4011 | CTCT | 0.036828 | 6449.4399 | Simple method | 5637.5216
2020-07-01 | CSI_HV | Simple method region | 306049.2854 | 0.5722 | 175121.4011 | DUNE | 0.023534 | 4121.338 | Simple method | 3602.5038
2020-07-01 | CSI_HV | Simple method region | 306049.2854 | 0.5722 | 175121.4011 | EASH | 0.025037 | 4384.5368 | Simple method | 3832.5686
2020-07-01 | CSI_HV | Simple method region | 306049.2854 | 0.5722 | 175121.4011 | EAST | 0.0010463 | 183.2239 | Simple method | 160.1579
2020-07-01 | CSI_HV | Simple method region | 306049.2854 | 0.5722 | 175121.4011 | GENE | 0.045905 | 8038.9308 | Simple method | 7026.9119
2020-07-01 | CSI_HV | Simple method region | 306049.2854 | 0.5722 | 175121.4011 | HORO | 0.0020027 | 350.7212 | Simple method | 306.569
2020-07-01 | CSI_HV | Simple method region | 306049.2854 | 0.5722 | 175121.4011 | HRZE | 0.0021802 | 381.7987 | Simple method | 333.7342
2020-07-01 | CSI_HV | Simple method region | 306049.2854 | 0.5722 | 175121.4011 | KIWI | 5.4693e-06 | 0.95778 | Simple method | 0.83721
2020-07-01 | CSI_HV | Simple method region | 306049.2854 | 0.5722 | 175121.4011 | KUPE | 0.00020353 | 35.6427 | Simple method | 31.1557
2020-07-01 | CSI_HV | Simple method region | 306049.2854 | 0.5722 | 175121.4011 | MARL | 0.016448 | 2880.3125 | Simple method | 2517.7107
2020-07-01 | CSI_HV | Simple method region | 306049.2854 | 0.5722 | 175121.4011 | MELT | 9.7529e-06 | 1.7079 | Simple method | 1.4929
2020-07-01 | CSI_HV | Simple method region | 306049.2854 | 0.5722 | 175121.4011 | MELW | 3.6937e-06 | 0.64685 | Simple method | 0.56542
2020-07-01 | CSI_HV | Simple method region | 306049.2854 | 0.5722 | 175121.4011 | MERI | 0.41385 | 72473.3592 | Simple method | 63349.7069
2020-07-01 | CSI_HV | Simple method region | 306049.2854 | 0.5722 | 175121.4011 | METH | 0.00016469 | 28.8402 | Simple method | 25.2096
2020-07-01 | CSI_HV | Simple method region | 306049.2854 | 0.5722 | 175121.4011 | MPOW | 0.029638 | 5190.2492 | Simple method | 4536.8501
2020-07-01 | CSI_HV | Simple method region | 306049.2854 | 0.5722 | 175121.4011 | MRPL | 0.0027178 | 475.9478 | Simple method | 416.0309
2020-07-01 | CSI_HV | Simple method region | 306049.2854 | 0.5722 | 175121.4011 | MSVP | 0.00073645 | 128.9679 | Simple method | 112.7321
2020-07-01 | CSI_HV | Simple method region | 306049.2854 | 0.5722 | 175121.4011 | NAPA | 0.0011176 | 195.7228 | Simple method | 171.0833
2020-07-01 | CSI_HV | Simple method region | 306049.2854 | 0.5722 | 175121.4011 | NELS | 0.0026232 | 459.3824 | Simple method | 401.5509
2020-07-01 | CSI_HV | Simple method region | 306049.2854 | 0.5722 | 175121.4011 | NPOW | 0.007505 | 1314.2932 | Simple method | 1148.8372
2020-07-01 | CSI_HV | Simple method region | 306049.2854 | 0.5722 | 175121.4011 | NTRG | 0.00068258 | 119.5352 | Simple method | 104.4869
2020-07-01 | CSI_HV | Simple method region | 306049.2854 | 0.5722 | 175121.4011 | NZAS | 0.015302 | 2679.6259 | Simple method | 2342.2885
2020-07-01 | CSI_HV | Simple method region | 306049.2854 | 0.5722 | 175121.4011 | NZST | 0.0027552 | 482.4906 | Simple method | 421.75
2020-07-01 | CSI_HV | Simple method region | 306049.2854 | 0.5722 | 175121.4011 | OMVP | 0.00026433 | 46.2893 | Simple method | 40.4619
2020-07-01 | CSI_HV | Simple method region | 306049.2854 | 0.5722 | 175121.4011 | ORON | 0.15754 | 27588.0977 | Simple method | 24115.0393
2020-07-01 | CSI_HV | Simple method region | 306049.2854 | 0.5722 | 175121.4011 | PANP | 0.0030706 | 537.7284 | Simple method | 470.0339
2020-07-01 | CSI_HV | Simple method region | 306049.2854 | 0.5722 | 175121.4011 | POCO | 0.013949 | 2442.749 | Simple method | 2135.2319
2020-07-01 | CSI_HV | Simple method region | 306049.2854 | 0.5722 | 175121.4011 | POWN | 0.012239 | 2143.3602 | Simple method | 1873.5331
2020-07-01 | CSI_HV | Simple method region | 306049.2854 | 0.5722 | 175121.4011 | RAYN | 8.3597e-05 | 14.6397 | Simple method | 12.7967
2020-07-01 | CSI_HV | Simple method region | 306049.2854 | 0.5722 | 175121.4011 | SCAN | 0.0002747 | 48.1067 | Simple method | 42.0505
2020-07-01 | CSI_HV | Simple method region | 306049.2854 | 0.5722 | 175121.4011 | SCGL | 8.2727e-06 | 1.4487 | Simple method | 1.2664
2020-07-01 | CSI_HV | Simple method region | 306049.2854 | 0.5722 | 175121.4011 | SHPK | 2.7103e-06 | 0.47464 | Simple method | 0.41489
2020-07-01 | CSI_HV | Simple method region | 306049.2854 | 0.5722 | 175121.4011 | SKOG | 0.0025232 | 441.8576 | Simple method | 386.2323
2020-07-01 | CSI_HV | Simple method region | 306049.2854 | 0.5722 | 175121.4011 | SOLE | 3.4494e-07 | 0.060407 | Simple method | 0.052802
2020-07-01 | CSI_HV | Simple method region | 306049.2854 | 0.5722 | 175121.4011 | SOU2 | 1.4956e-05 | 2.6191 | Simple method | 2.2893
2020-07-01 | CSI_HV | Simple method region | 306049.2854 | 0.5722 | 175121.4011 | TARW | 0.00041948 | 73.4594 | Simple method | 64.2116
2020-07-01 | CSI_HV | Simple method region | 306049.2854 | 0.5722 | 175121.4011 | TASM | 0.031507 | 5517.6037 | Simple method | 4822.994
2020-07-01 | CSI_HV | Simple method region | 306049.2854 | 0.5722 | 175121.4011 | TBOP | 4.2901e-06 | 0.75129 | Simple method | 0.65671
2020-07-01 | CSI_HV | Simple method region | 306049.2854 | 0.5722 | 175121.4011 | TOD3 | 2.642e-05 | 4.6267 | Simple method | 4.0442
2020-07-01 | CSI_HV | Simple method region | 306049.2854 | 0.5722 | 175121.4011 | TOPE | 0.0010863 | 190.229 | Simple method | 166.2811
2020-07-01 | CSI_HV | Simple method region | 306049.2854 | 0.5722 | 175121.4011 | TRNZ | 0.00029261 | 51.2428 | Simple method | 44.7919
2020-07-01 | CSI_HV | Simple method region | 306049.2854 | 0.5722 | 175121.4011 | TRUG | 0.00010372 | 18.1632 | Simple method | 15.8766
2020-07-01 | CSI_HV | Simple method region | 306049.2854 | 0.5722 | 175121.4011 | UNET | 0.012536 | 2195.2803 | Simple method | 1918.917
2020-07-01 | CSI_HV | Simple method region | 306049.2854 | 0.5722 | 175121.4011 | UNIS | 0.0052492 | 919.2503 | Simple method | 803.5261
2020-07-01 | CSI_HV | Simple method region | 306049.2854 | 0.5722 | 175121.4011 | VECT | 0.058229 | 10197.0816 | Simple method | 8913.3736
2020-07-01 | CSI_HV | Simple method region | 306049.2854 | 0.5722 | 175121.4011 | WAIP | 0.0015539 | 272.127 | Simple method | 237.869
2020-07-01 | CSI_HV | Simple method region | 306049.2854 | 0.5722 | 175121.4011 | WATA | 0.013876 | 2429.9057 | Simple method | 2124.0055
2020-07-01 | CSI_HV | Simple method region | 306049.2854 | 0.5722 | 175121.4011 | WAV1 | 0.00043125 | 75.5217 | Simple method | 66.0143
2020-07-01 | CSI_HV | Simple method region | 306049.2854 | 0.5722 | 175121.4011 | WELE | 0.0062457 | 1093.7618 | Simple method | 956.0684
2020-07-01 | CSI_HV | Simple method region | 306049.2854 | 0.5722 | 175121.4011 | WNST | 0.0015844 | 277.4595 | Simple method | 242.5302
2020-07-01 | CSI_HV | Simple method region | 306049.2854 | 0.5722 | 175121.4011 | WPOW | 0.0061868 | 1083.4488 | Simple method | 947.0537
2020-07-01 | CSI_HV | Simple method region | 306049.2854 | 0.5722 | 175121.4011 | WTOM | 0.001055 | 184.756 | Simple method | 161.4971
2020-08-01 | CSI_HV | Simple method region | 352553.7067 | 0.9035 | 318532.274 | ALPE | 0.034779 | 11078.0863 | Simple method | 9683.4689
2020-08-01 | CSI_HV | Simple method region | 352553.7067 | 0.9035 | 318532.274 | BUEL | 0.0017068 | 543.6626 | Simple method | 475.2211
2020-08-01 | CSI_HV | Simple method region | 352553.7067 | 0.9035 | 318532.274 | CHBP | 0.00039213 | 124.9058 | Simple method | 109.1814
2020-08-01 | CSI_HV | Simple method region | 352553.7067 | 0.9035 | 318532.274 | COUP | 0.002476 | 788.6857 | Simple method | 689.3983
2020-08-01 | CSI_HV | Simple method region | 352553.7067 | 0.9035 | 318532.274 | CTCT | 0.036828 | 11731.0321 | Simple method | 10254.2155
2020-08-01 | CSI_HV | Simple method region | 352553.7067 | 0.9035 | 318532.274 | DUNE | 0.023534 | 7496.3948 | Simple method | 6552.6756
2020-08-01 | CSI_HV | Simple method region | 352553.7067 | 0.9035 | 318532.274 | EASH | 0.025037 | 7975.133 | Simple method | 6971.1456
2020-08-01 | CSI_HV | Simple method region | 352553.7067 | 0.9035 | 318532.274 | EAST | 0.0010463 | 333.27 | Simple method | 291.3147
2020-08-01 | CSI_HV | Simple method region | 352553.7067 | 0.9035 | 318532.274 | GENE | 0.045905 | 14622.1929 | Simple method | 12781.4088
2020-08-01 | CSI_HV | Simple method region | 352553.7067 | 0.9035 | 318532.274 | HORO | 0.0020027 | 637.9347 | Simple method | 557.6253
2020-08-01 | CSI_HV | Simple method region | 352553.7067 | 0.9035 | 318532.274 | HRZE | 0.0021802 | 694.4624 | Simple method | 607.0367
2020-08-01 | CSI_HV | Simple method region | 352553.7067 | 0.9035 | 318532.274 | KIWI | 5.4693e-06 | 1.7421 | Simple method | 1.5228
2020-08-01 | CSI_HV | Simple method region | 352553.7067 | 0.9035 | 318532.274 | KUPE | 0.00020353 | 64.8314 | Simple method | 56.6698
2020-08-01 | CSI_HV | Simple method region | 352553.7067 | 0.9035 | 318532.274 | MARL | 0.016448 | 5239.0654 | Simple method | 4579.5208
2020-08-01 | CSI_HV | Simple method region | 352553.7067 | 0.9035 | 318532.274 | MELT | 9.7529e-06 | 3.1066 | Simple method | 2.7155
2020-08-01 | CSI_HV | Simple method region | 352553.7067 | 0.9035 | 318532.274 | MELW | 3.6937e-06 | 1.1766 | Simple method | 1.0285
2020-08-01 | CSI_HV | Simple method region | 352553.7067 | 0.9035 | 318532.274 | MERI | 0.41385 | 131823.4309 | Simple method | 115228.2135
2020-08-01 | CSI_HV | Simple method region | 352553.7067 | 0.9035 | 318532.274 | METH | 0.00016469 | 52.4582 | Simple method | 45.8542
2020-08-01 | CSI_HV | Simple method region | 352553.7067 | 0.9035 | 318532.274 | MPOW | 0.029638 | 9440.6616 | Simple method | 8252.1792
2020-08-01 | CSI_HV | Simple method region | 352553.7067 | 0.9035 | 318532.274 | MRPL | 0.0027178 | 865.7122 | Simple method | 756.7279
2020-08-01 | CSI_HV | Simple method region | 352553.7067 | 0.9035 | 318532.274 | MSVP | 0.00073645 | 234.5826 | Simple method | 205.051
2020-08-01 | CSI_HV | Simple method region | 352553.7067 | 0.9035 | 318532.274 | NAPA | 0.0011176 | 356.0047 | Simple method | 311.1873
2020-08-01 | CSI_HV | Simple method region | 352553.7067 | 0.9035 | 318532.274 | NELS | 0.0026232 | 835.581 | Simple method | 730.3899
2020-08-01 | CSI_HV | Simple method region | 352553.7067 | 0.9035 | 318532.274 | NPOW | 0.007505 | 2390.5977 | Simple method | 2089.646
2020-08-01 | CSI_HV | Simple method region | 352553.7067 | 0.9035 | 318532.274 | NTRG | 0.00068258 | 217.4252 | Simple method | 190.0536
2020-08-01 | CSI_HV | Simple method region | 352553.7067 | 0.9035 | 318532.274 | NZAS | 0.015302 | 4874.0321 | Simple method | 4260.4415
2020-08-01 | CSI_HV | Simple method region | 352553.7067 | 0.9035 | 318532.274 | NZST | 0.0027552 | 877.613 | Simple method | 767.1306
2020-08-01 | CSI_HV | Simple method region | 352553.7067 | 0.9035 | 318532.274 | OMVP | 0.00026433 | 84.1966 | Simple method | 73.5971
2020-08-01 | CSI_HV | Simple method region | 352553.7067 | 0.9035 | 318532.274 | ORON | 0.15754 | 50180.6144 | Simple method | 43863.3899
2020-08-01 | CSI_HV | Simple method region | 352553.7067 | 0.9035 | 318532.274 | PANP | 0.0030706 | 978.0864 | Simple method | 854.9554
2020-08-01 | CSI_HV | Simple method region | 352553.7067 | 0.9035 | 318532.274 | POCO | 0.013949 | 4443.1713 | Simple method | 3883.8216
2020-08-01 | CSI_HV | Simple method region | 352553.7067 | 0.9035 | 318532.274 | POWN | 0.012239 | 3898.6062 | Simple method | 3407.8117
2020-08-01 | CSI_HV | Simple method region | 352553.7067 | 0.9035 | 318532.274 | RAYN | 8.3597e-05 | 26.6285 | Simple method | 23.2762
2020-08-01 | CSI_HV | Simple method region | 352553.7067 | 0.9035 | 318532.274 | SCAN | 0.0002747 | 87.5023 | Simple method | 76.4867
2020-08-01 | CSI_HV | Simple method region | 352553.7067 | 0.9035 | 318532.274 | SCGL | 8.2727e-06 | 2.6351 | Simple method | 2.3034
2020-08-01 | CSI_HV | Simple method region | 352553.7067 | 0.9035 | 318532.274 | SHPK | 2.7103e-06 | 0.86333 | Simple method | 0.75465
2020-08-01 | CSI_HV | Simple method region | 352553.7067 | 0.9035 | 318532.274 | SKOG | 0.0025232 | 803.7048 | Simple method | 702.5266
2020-08-01 | CSI_HV | Simple method region | 352553.7067 | 0.9035 | 318532.274 | SOLE | 3.4494e-07 | 0.10988 | Simple method | 0.096043
2020-08-01 | CSI_HV | Simple method region | 352553.7067 | 0.9035 | 318532.274 | SOU2 | 1.4956e-05 | 4.7639 | Simple method | 4.1641
2020-08-01 | CSI_HV | Simple method region | 352553.7067 | 0.9035 | 318532.274 | TARW | 0.00041948 | 133.617 | Simple method | 116.796
2020-08-01 | CSI_HV | Simple method region | 352553.7067 | 0.9035 | 318532.274 | TASM | 0.031507 | 10036.0941 | Simple method | 8772.6529
2020-08-01 | CSI_HV | Simple method region | 352553.7067 | 0.9035 | 318532.274 | TBOP | 4.2901e-06 | 1.3665 | Simple method | 1.1945
2020-08-01 | CSI_HV | Simple method region | 352553.7067 | 0.9035 | 318532.274 | TOD3 | 2.642e-05 | 8.4156 | Simple method | 7.3562
2020-08-01 | CSI_HV | Simple method region | 352553.7067 | 0.9035 | 318532.274 | TOPE | 0.0010863 | 346.0117 | Simple method | 302.4524
2020-08-01 | CSI_HV | Simple method region | 352553.7067 | 0.9035 | 318532.274 | TRNZ | 0.00029261 | 93.2067 | Simple method | 81.4729
2020-08-01 | CSI_HV | Simple method region | 352553.7067 | 0.9035 | 318532.274 | TRUG | 0.00010372 | 33.0374 | Simple method | 28.8783
2020-08-01 | CSI_HV | Simple method region | 352553.7067 | 0.9035 | 318532.274 | UNET | 0.012536 | 3993.0449 | Simple method | 3490.3615
2020-08-01 | CSI_HV | Simple method region | 352553.7067 | 0.9035 | 318532.274 | UNIS | 0.0052492 | 1672.0451 | Simple method | 1461.5518
2020-08-01 | CSI_HV | Simple method region | 352553.7067 | 0.9035 | 318532.274 | VECT | 0.058229 | 18547.7021 | Simple method | 16212.7368
2020-08-01 | CSI_HV | Simple method region | 352553.7067 | 0.9035 | 318532.274 | WAIP | 0.0015539 | 494.9779 | Simple method | 432.6653
2020-08-01 | CSI_HV | Simple method region | 352553.7067 | 0.9035 | 318532.274 | WATA | 0.013876 | 4419.8104 | Simple method | 3863.4016
2020-08-01 | CSI_HV | Simple method region | 352553.7067 | 0.9035 | 318532.274 | WAV1 | 0.00043125 | 137.3682 | Simple method | 120.0749
2020-08-01 | CSI_HV | Simple method region | 352553.7067 | 0.9035 | 318532.274 | WELE | 0.0062457 | 1989.4681 | Simple method | 1739.0145
2020-08-01 | CSI_HV | Simple method region | 352553.7067 | 0.9035 | 318532.274 | WNST | 0.0015844 | 504.6774 | Simple method | 441.1437
2020-08-01 | CSI_HV | Simple method region | 352553.7067 | 0.9035 | 318532.274 | WPOW | 0.0061868 | 1970.7096 | Simple method | 1722.6175
2020-08-01 | CSI_HV | Simple method region | 352553.7067 | 0.9035 | 318532.274 | WTOM | 0.001055 | 336.0569 | Simple method | 293.7507
2020-09-01 | CSI_HV | Simple method region | 1149074.0807 | 0.5459 | 627279.5406 | ALPE | 0.034779 | 21815.8643 | Simple method | 19069.4708
2020-09-01 | CSI_HV | Simple method region | 1149074.0807 | 0.5459 | 627279.5406 | BUEL | 0.0017068 | 1070.6244 | Simple method | 935.8438
2020-09-01 | CSI_HV | Simple method region | 1149074.0807 | 0.5459 | 627279.5406 | CHBP | 0.00039213 | 245.9745 | Simple method | 215.0089
2020-09-01 | CSI_HV | Simple method region | 1149074.0807 | 0.5459 | 627279.5406 | COUP | 0.002476 | 1553.1437 | Simple method | 1357.6189
2020-09-01 | CSI_HV | Simple method region | 1149074.0807 | 0.5459 | 627279.5406 | CTCT | 0.036828 | 23101.698 | Simple method | 20193.4313
2020-09-01 | CSI_HV | Simple method region | 1149074.0807 | 0.5459 | 627279.5406 | DUNE | 0.023534 | 14762.5075 | Simple method | 12904.0592
2020-09-01 | CSI_HV | Simple method region | 1149074.0807 | 0.5459 | 627279.5406 | EASH | 0.025037 | 15705.2775 | Simple method | 13728.1442
2020-09-01 | CSI_HV | Simple method region | 1149074.0807 | 0.5459 | 627279.5406 | EAST | 0.0010463 | 656.3023 | Simple method | 573.6806
2020-09-01 | CSI_HV | Simple method region | 1149074.0807 | 0.5459 | 627279.5406 | GENE | 0.045905 | 28795.206 | Simple method | 25170.185
2020-09-01 | CSI_HV | Simple method region | 1149074.0807 | 0.5459 | 627279.5406 | HORO | 0.0020027 | 1256.2727 | Simple method | 1098.1209
2020-09-01 | CSI_HV | Simple method region | 1149074.0807 | 0.5459 | 627279.5406 | HRZE | 0.0021802 | 1367.5915 | Simple method | 1195.4258
2020-09-01 | CSI_HV | Simple method region | 1149074.0807 | 0.5459 | 627279.5406 | KIWI | 5.4693e-06 | 3.4308 | Simple method | 2.9989
2020-09-01 | CSI_HV | Simple method region | 1149074.0807 | 0.5459 | 627279.5406 | KUPE | 0.00020353 | 127.6712 | Simple method | 111.5987
2020-09-01 | CSI_HV | Simple method region | 1149074.0807 | 0.5459 | 627279.5406 | MARL | 0.016448 | 10317.1918 | Simple method | 9018.3632
2020-09-01 | CSI_HV | Simple method region | 1149074.0807 | 0.5459 | 627279.5406 | MELT | 9.7529e-06 | 6.1178 | Simple method | 5.3476
2020-09-01 | CSI_HV | Simple method region | 1149074.0807 | 0.5459 | 627279.5406 | MELW | 3.6937e-06 | 2.317 | Simple method | 2.0253
2020-09-01 | CSI_HV | Simple method region | 1149074.0807 | 0.5459 | 627279.5406 | MERI | 0.41385 | 259597.3719 | Simple method | 226916.7264
2020-09-01 | CSI_HV | Simple method region | 1149074.0807 | 0.5459 | 627279.5406 | METH | 0.00016469 | 103.3049 | Simple method | 90.2999
2020-09-01 | CSI_HV | Simple method region | 1149074.0807 | 0.5459 | 627279.5406 | MPOW | 0.029638 | 18591.3151 | Simple method | 16250.8593
2020-09-01 | CSI_HV | Simple method region | 1149074.0807 | 0.5459 | 627279.5406 | MRPL | 0.0027178 | 1704.8306 | Simple method | 1490.2099
2020-09-01 | CSI_HV | Simple method region | 1149074.0807 | 0.5459 | 627279.5406 | MSVP | 0.00073645 | 461.959 | Simple method | 403.8031
2020-09-01 | CSI_HV | Simple method region | 1149074.0807 | 0.5459 | 627279.5406 | NAPA | 0.0011176 | 701.0732 | Simple method | 612.8153
2020-09-01 | CSI_HV | Simple method region | 1149074.0807 | 0.5459 | 627279.5406 | NELS | 0.0026232 | 1645.4937 | Simple method | 1438.343
2020-09-01 | CSI_HV | Simple method region | 1149074.0807 | 0.5459 | 627279.5406 | NPOW | 0.007505 | 4707.7585 | Simple method | 4115.1
2020-09-01 | CSI_HV | Simple method region | 1149074.0807 | 0.5459 | 627279.5406 | NTRG | 0.00068258 | 428.1714 | Simple method | 374.269
2020-09-01 | CSI_HV | Simple method region | 1149074.0807 | 0.5459 | 627279.5406 | NZAS | 0.015302 | 9598.3387 | Simple method | 8390.0063
2020-09-01 | CSI_HV | Simple method region | 1149074.0807 | 0.5459 | 627279.5406 | NZST | 0.0027552 | 1728.2666 | Simple method | 1510.6956
2020-09-01 | CSI_HV | Simple method region | 1149074.0807 | 0.5459 | 627279.5406 | OMVP | 0.00026433 | 165.8068 | Simple method | 144.9334
2020-09-01 | CSI_HV | Simple method region | 1149074.0807 | 0.5459 | 627279.5406 | ORON | 0.15754 | 98819.7282 | Simple method | 86379.3384
2020-09-01 | CSI_HV | Simple method region | 1149074.0807 | 0.5459 | 627279.5406 | PANP | 0.0030706 | 1926.1269 | Simple method | 1683.6473
2020-09-01 | CSI_HV | Simple method region | 1149074.0807 | 0.5459 | 627279.5406 | POCO | 0.013949 | 8749.8527 | Simple method | 7648.336
2020-09-01 | CSI_HV | Simple method region | 1149074.0807 | 0.5459 | 627279.5406 | POWN | 0.012239 | 7677.451 | Simple method | 6710.9387
2020-09-01 | CSI_HV | Simple method region | 1149074.0807 | 0.5459 | 627279.5406 | RAYN | 8.3597e-05 | 52.439 | Simple method | 45.8374
2020-09-01 | CSI_HV | Simple method region | 1149074.0807 | 0.5459 | 627279.5406 | SCAN | 0.0002747 | 172.3166 | Simple method | 150.6237
2020-09-01 | CSI_HV | Simple method region | 1149074.0807 | 0.5459 | 627279.5406 | SCGL | 8.2727e-06 | 5.1893 | Simple method | 4.536
2020-09-01 | CSI_HV | Simple method region | 1149074.0807 | 0.5459 | 627279.5406 | SHPK | 2.7103e-06 | 1.7001 | Simple method | 1.4861
2020-09-01 | CSI_HV | Simple method region | 1149074.0807 | 0.5459 | 627279.5406 | SKOG | 0.0025232 | 1582.7206 | Simple method | 1383.4723
2020-09-01 | CSI_HV | Simple method region | 1149074.0807 | 0.5459 | 627279.5406 | SOLE | 3.4494e-07 | 0.21637 | Simple method | 0.18914
2020-09-01 | CSI_HV | Simple method region | 1149074.0807 | 0.5459 | 627279.5406 | SOU2 | 1.4956e-05 | 9.3814 | Simple method | 8.2004
2020-09-01 | CSI_HV | Simple method region | 1149074.0807 | 0.5459 | 627279.5406 | TARW | 0.00041948 | 263.1294 | Simple method | 230.0041
2020-09-01 | CSI_HV | Simple method region | 1149074.0807 | 0.5459 | 627279.5406 | TASM | 0.031507 | 19763.889 | Simple method | 17275.8182
2020-09-01 | CSI_HV | Simple method region | 1149074.0807 | 0.5459 | 627279.5406 | TBOP | 4.2901e-06 | 2.6911 | Simple method | 2.3523
2020-09-01 | CSI_HV | Simple method region | 1149074.0807 | 0.5459 | 627279.5406 | TOD3 | 2.642e-05 | 16.5727 | Simple method | 14.4864
2020-09-01 | CSI_HV | Simple method region | 1149074.0807 | 0.5459 | 627279.5406 | TOPE | 0.0010863 | 681.3943 | Simple method | 595.6138
2020-09-01 | CSI_HV | Simple method region | 1149074.0807 | 0.5459 | 627279.5406 | TRNZ | 0.00029261 | 183.5502 | Simple method | 160.4431
2020-09-01 | CSI_HV | Simple method region | 1149074.0807 | 0.5459 | 627279.5406 | TRUG | 0.00010372 | 65.0599 | Simple method | 56.8696
2020-09-01 | CSI_HV | Simple method region | 1149074.0807 | 0.5459 | 627279.5406 | UNET | 0.012536 | 7863.4272 | Simple method | 6873.5024
2020-09-01 | CSI_HV | Simple method region | 1149074.0807 | 0.5459 | 627279.5406 | UNIS | 0.0052492 | 3292.7266 | Simple method | 2878.2061
2020-09-01 | CSI_HV | Simple method region | 1149074.0807 | 0.5459 | 627279.5406 | VECT | 0.058229 | 36525.6366 | Simple method | 31927.4337
2020-09-01 | CSI_HV | Simple method region | 1149074.0807 | 0.5459 | 627279.5406 | WAIP | 0.0015539 | 974.7506 | Simple method | 852.0395
2020-09-01 | CSI_HV | Simple method region | 1149074.0807 | 0.5459 | 627279.5406 | WATA | 0.013876 | 8703.8484 | Simple method | 7608.1232
2020-09-01 | CSI_HV | Simple method region | 1149074.0807 | 0.5459 | 627279.5406 | WAV1 | 0.00043125 | 270.5165 | Simple method | 236.4613
2020-09-01 | CSI_HV | Simple method region | 1149074.0807 | 0.5459 | 627279.5406 | WELE | 0.0062457 | 3917.8216 | Simple method | 3424.6081
2020-09-01 | CSI_HV | Simple method region | 1149074.0807 | 0.5459 | 627279.5406 | WNST | 0.0015844 | 993.8516 | Simple method | 868.7359
2020-09-01 | CSI_HV | Simple method region | 1149074.0807 | 0.5459 | 627279.5406 | WPOW | 0.0061868 | 3880.8808 | Simple method | 3392.3177
2020-09-01 | CSI_HV | Simple method region | 1149074.0807 | 0.5459 | 627279.5406 | WTOM | 0.001055 | 661.7904 | Simple method | 578.4778
2020-10-01 | CSI_HV | Simple method region | 4343357.2008 | 0.4566 | 1983176.8979 | ALPE | 0.034779 | 68971.9898 | Simple method | 60289.1239
2020-10-01 | CSI_HV | Simple method region | 4343357.2008 | 0.4566 | 1983176.8979 | BUEL | 0.0017068 | 3384.8347 | Simple method | 2958.7187
2020-10-01 | CSI_HV | Simple method region | 4343357.2008 | 0.4566 | 1983176.8979 | CHBP | 0.00039213 | 777.6613 | Simple method | 679.7617
2020-10-01 | CSI_HV | Simple method region | 4343357.2008 | 0.4566 | 1983176.8979 | COUP | 0.002476 | 4910.3447 | Simple method | 4292.1826
2020-10-01 | CSI_HV | Simple method region | 4343357.2008 | 0.4566 | 1983176.8979 | CTCT | 0.036828 | 73037.2201 | Simple method | 63842.5835
2020-10-01 | CSI_HV | Simple method region | 4343357.2008 | 0.4566 | 1983176.8979 | DUNE | 0.023534 | 46672.4352 | Simple method | 40796.8545
2020-10-01 | CSI_HV | Simple method region | 4343357.2008 | 0.4566 | 1983176.8979 | EASH | 0.025037 | 49653.0519 | Simple method | 43402.2421
2020-10-01 | CSI_HV | Simple method region | 4343357.2008 | 0.4566 | 1983176.8979 | EAST | 0.0010463 | 2074.9339 | Simple method | 1813.721
2020-10-01 | CSI_HV | Simple method region | 4343357.2008 | 0.4566 | 1983176.8979 | GENE | 0.045905 | 91037.5415 | Simple method | 79576.8491
2020-10-01 | CSI_HV | Simple method region | 4343357.2008 | 0.4566 | 1983176.8979 | HORO | 0.0020027 | 3971.7715 | Simple method | 3471.7662
2020-10-01 | CSI_HV | Simple method region | 4343357.2008 | 0.4566 | 1983176.8979 | HRZE | 0.0021802 | 4323.7117 | Simple method | 3779.4007
2020-10-01 | CSI_HV | Simple method region | 4343357.2008 | 0.4566 | 1983176.8979 | KIWI | 5.4693e-06 | 10.8465 | Simple method | 9.481
2020-10-01 | CSI_HV | Simple method region | 4343357.2008 | 0.4566 | 1983176.8979 | KUPE | 0.00020353 | 403.6392 | Simple method | 352.8251
2020-10-01 | CSI_HV | Simple method region | 4343357.2008 | 0.4566 | 1983176.8979 | MARL | 0.016448 | 32618.3385 | Simple method | 28512.0243
2020-10-01 | CSI_HV | Simple method region | 4343357.2008 | 0.4566 | 1983176.8979 | MELT | 9.7529e-06 | 19.3417 | Simple method | 16.9068
2020-10-01 | CSI_HV | Simple method region | 4343357.2008 | 0.4566 | 1983176.8979 | MELW | 3.6937e-06 | 7.3253 | Simple method | 6.4031
2020-10-01 | CSI_HV | Simple method region | 4343357.2008 | 0.4566 | 1983176.8979 | MERI | 0.41385 | 820730.5953 | Simple method | 717409.0344
2020-10-01 | CSI_HV | Simple method region | 4343357.2008 | 0.4566 | 1983176.8979 | METH | 0.00016469 | 326.6038 | Simple method | 285.4877
2020-10-01 | CSI_HV | Simple method region | 4343357.2008 | 0.4566 | 1983176.8979 | MPOW | 0.029638 | 58777.4099 | Simple method | 51377.937
2020-10-01 | CSI_HV | Simple method region | 4343357.2008 | 0.4566 | 1983176.8979 | MRPL | 0.0027178 | 5389.9105 | Simple method | 4711.3761
2020-10-01 | CSI_HV | Simple method region | 4343357.2008 | 0.4566 | 1983176.8979 | MSVP | 0.00073645 | 1460.5075 | Simple method | 1276.6446
2020-10-01 | CSI_HV | Simple method region | 4343357.2008 | 0.4566 | 1983176.8979 | NAPA | 0.0011176 | 2216.4795 | Simple method | 1937.4475
2020-10-01 | CSI_HV | Simple method region | 4343357.2008 | 0.4566 | 1983176.8979 | NELS | 0.0026232 | 5202.3141 | Simple method | 4547.3961
2020-10-01 | CSI_HV | Simple method region | 4343357.2008 | 0.4566 | 1983176.8979 | NPOW | 0.007505 | 14883.8234 | Simple method | 13010.1027
2020-10-01 | CSI_HV | Simple method region | 4343357.2008 | 0.4566 | 1983176.8979 | NTRG | 0.00068258 | 1353.686 | Simple method | 1183.2708
2020-10-01 | CSI_HV | Simple method region | 4343357.2008 | 0.4566 | 1983176.8979 | NZAS | 0.015302 | 30345.6469 | Simple method | 26525.4414
2020-10-01 | CSI_HV | Simple method region | 4343357.2008 | 0.4566 | 1983176.8979 | NZST | 0.0027552 | 5464.0048 | Simple method | 4776.1427
2020-10-01 | CSI_HV | Simple method region | 4343357.2008 | 0.4566 | 1983176.8979 | OMVP | 0.00026433 | 524.2067 | Simple method | 458.2145
2020-10-01 | CSI_HV | Simple method region | 4343357.2008 | 0.4566 | 1983176.8979 | ORON | 0.15754 | 312423.7112 | Simple method | 273092.7716
2020-10-01 | CSI_HV | Simple method region | 4343357.2008 | 0.4566 | 1983176.8979 | PANP | 0.0030706 | 6089.5504 | Simple method | 5322.9385
2020-10-01 | CSI_HV | Simple method region | 4343357.2008 | 0.4566 | 1983176.8979 | POCO | 0.013949 | 27663.1144 | Simple method | 24180.6121
2020-10-01 | CSI_HV | Simple method region | 4343357.2008 | 0.4566 | 1983176.8979 | POWN | 0.012239 | 24272.6608 | Simple method | 21216.9818
2020-10-01 | CSI_HV | Simple method region | 4343357.2008 | 0.4566 | 1983176.8979 | RAYN | 8.3597e-05 | 165.7886 | Simple method | 144.9175
2020-10-01 | CSI_HV | Simple method region | 4343357.2008 | 0.4566 | 1983176.8979 | SCAN | 0.0002747 | 544.7879 | Simple method | 476.2047
2020-10-01 | CSI_HV | Simple method region | 4343357.2008 | 0.4566 | 1983176.8979 | SCGL | 8.2727e-06 | 16.4063 | Simple method | 14.3409
2020-10-01 | CSI_HV | Simple method region | 4343357.2008 | 0.4566 | 1983176.8979 | SHPK | 2.7103e-06 | 5.3751 | Simple method | 4.6984
2020-10-01 | CSI_HV | Simple method region | 4343357.2008 | 0.4566 | 1983176.8979 | SKOG | 0.0025232 | 5003.8536 | Simple method | 4373.9197
2020-10-01 | CSI_HV | Simple method region | 4343357.2008 | 0.4566 | 1983176.8979 | SOLE | 3.4494e-07 | 0.68408 | Simple method | 0.59796
2020-10-01 | CSI_HV | Simple method region | 4343357.2008 | 0.4566 | 1983176.8979 | SOU2 | 1.4956e-05 | 29.6598 | Simple method | 25.9259
2020-10-01 | CSI_HV | Simple method region | 4343357.2008 | 0.4566 | 1983176.8979 | TARW | 0.00041948 | 831.8972 | Simple method | 727.1699
2020-10-01 | CSI_HV | Simple method region | 4343357.2008 | 0.4566 | 1983176.8979 | TASM | 0.031507 | 62484.5633 | Simple method | 54618.3979
2020-10-01 | CSI_HV | Simple method region | 4343357.2008 | 0.4566 | 1983176.8979 | TBOP | 4.2901e-06 | 8.508 | Simple method | 7.4369
2020-10-01 | CSI_HV | Simple method region | 4343357.2008 | 0.4566 | 1983176.8979 | TOD3 | 2.642e-05 | 52.3955 | Simple method | 45.7994
2020-10-01 | CSI_HV | Simple method region | 4343357.2008 | 0.4566 | 1983176.8979 | TOPE | 0.0010863 | 2154.2636 | Simple method | 1883.0639
2020-10-01 | CSI_HV | Simple method region | 4343357.2008 | 0.4566 | 1983176.8979 | TRNZ | 0.00029261 | 580.3035 | Simple method | 507.2492
2020-10-01 | CSI_HV | Simple method region | 4343357.2008 | 0.4566 | 1983176.8979 | TRUG | 0.00010372 | 205.6904 | Simple method | 179.7961
2020-10-01 | CSI_HV | Simple method region | 4343357.2008 | 0.4566 | 1983176.8979 | UNET | 0.012536 | 24860.6342 | Simple method | 21730.9354
2020-10-01 | CSI_HV | Simple method region | 4343357.2008 | 0.4566 | 1983176.8979 | UNIS | 0.0052492 | 10410.1263 | Simple method | 9099.5982
2020-10-01 | CSI_HV | Simple method region | 4343357.2008 | 0.4566 | 1983176.8979 | VECT | 0.058229 | 115477.7001 | Simple method | 100940.2425
2020-10-01 | CSI_HV | Simple method region | 4343357.2008 | 0.4566 | 1983176.8979 | WAIP | 0.0015539 | 3081.7249 | Simple method | 2693.7673
2020-10-01 | CSI_HV | Simple method region | 4343357.2008 | 0.4566 | 1983176.8979 | WATA | 0.013876 | 27517.6694 | Simple method | 24053.4772
2020-10-01 | CSI_HV | Simple method region | 4343357.2008 | 0.4566 | 1983176.8979 | WAV1 | 0.00043125 | 855.2521 | Simple method | 747.5847
2020-10-01 | CSI_HV | Simple method region | 4343357.2008 | 0.4566 | 1983176.8979 | WELE | 0.0062457 | 12386.3969 | Simple method | 10827.0767
2020-10-01 | CSI_HV | Simple method region | 4343357.2008 | 0.4566 | 1983176.8979 | WNST | 0.0015844 | 3142.1136 | Simple method | 2746.5537
2020-10-01 | CSI_HV | Simple method region | 4343357.2008 | 0.4566 | 1983176.8979 | WPOW | 0.0061868 | 12269.6066 | Simple method | 10724.989
2020-10-01 | CSI_HV | Simple method region | 4343357.2008 | 0.4566 | 1983176.8979 | WTOM | 0.001055 | 2092.2847 | Simple method | 1828.8875
2020-11-01 | CSI_HV | Simple method region | 2738494.4269 | 0.545 | 1492479.4626 | ALPE | 0.034779 | 51906.2512 | Simple method | 45371.7867
2020-11-01 | CSI_HV | Simple method region | 2738494.4269 | 0.545 | 1492479.4626 | BUEL | 0.0017068 | 2547.3251 | Simple method | 2226.643
2020-11-01 | CSI_HV | Simple method region | 2738494.4269 | 0.545 | 1492479.4626 | CHBP | 0.00039213 | 585.2446 | Simple method | 511.5683
2020-11-01 | CSI_HV | Simple method region | 2738494.4269 | 0.545 | 1492479.4626 | COUP | 0.002476 | 3695.3781 | Simple method | 3230.1679
2020-11-01 | CSI_HV | Simple method region | 2738494.4269 | 0.545 | 1492479.4626 | CTCT | 0.036828 | 54965.6216 | Simple method | 48046.0138
2020-11-01 | CSI_HV | Simple method region | 2738494.4269 | 0.545 | 1492479.4626 | DUNE | 0.023534 | 35124.2752 | Simple method | 30702.4893
2020-11-01 | CSI_HV | Simple method region | 2738494.4269 | 0.545 | 1492479.4626 | EASH | 0.025037 | 37367.3979 | Simple method | 32663.2259
2020-11-01 | CSI_HV | Simple method region | 2738494.4269 | 0.545 | 1492479.4626 | EAST | 0.0010463 | 1561.533 | Simple method | 1364.952
2020-11-01 | CSI_HV | Simple method region | 2738494.4269 | 0.545 | 1492479.4626 | GENE | 0.045905 | 68512.1238 | Simple method | 59887.1503
2020-11-01 | CSI_HV | Simple method region | 2738494.4269 | 0.545 | 1492479.4626 | HORO | 0.0020027 | 2989.0361 | Simple method | 2612.7471
2020-11-01 | CSI_HV | Simple method region | 2738494.4269 | 0.545 | 1492479.4626 | HRZE | 0.0021802 | 3253.8957 | Simple method | 2844.2637
2020-11-01 | CSI_HV | Simple method region | 2738494.4269 | 0.545 | 1492479.4626 | KIWI | 5.4693e-06 | 8.1627 | Simple method | 7.1351
2020-11-01 | CSI_HV | Simple method region | 2738494.4269 | 0.545 | 1492479.4626 | KUPE | 0.00020353 | 303.7667 | Simple method | 265.5256
2020-11-01 | CSI_HV | Simple method region | 2738494.4269 | 0.545 | 1492479.4626 | MARL | 0.016448 | 24547.5834 | Simple method | 21457.2945
2020-11-01 | CSI_HV | Simple method region | 2738494.4269 | 0.545 | 1492479.4626 | MELT | 9.7529e-06 | 14.556 | Simple method | 12.7236
2020-11-01 | CSI_HV | Simple method region | 2738494.4269 | 0.545 | 1492479.4626 | MELW | 3.6937e-06 | 5.5128 | Simple method | 4.8188
2020-11-01 | CSI_HV | Simple method region | 2738494.4269 | 0.545 | 1492479.4626 | MERI | 0.41385 | 617657.2343 | Simple method | 539900.5259
2020-11-01 | CSI_HV | Simple method region | 2738494.4269 | 0.545 | 1492479.4626 | METH | 0.00016469 | 245.7922 | Simple method | 214.8495
2020-11-01 | CSI_HV | Simple method region | 2738494.4269 | 0.545 | 1492479.4626 | MPOW | 0.029638 | 44234.1161 | Simple method | 38665.4947
2020-11-01 | CSI_HV | Simple method region | 2738494.4269 | 0.545 | 1492479.4626 | MRPL | 0.0027178 | 4056.285 | Simple method | 3545.6404
2020-11-01 | CSI_HV | Simple method region | 2738494.4269 | 0.545 | 1492479.4626 | MSVP | 0.00073645 | 1099.1341 | Simple method | 960.7644
2020-11-01 | CSI_HV | Simple method region | 2738494.4269 | 0.545 | 1492479.4626 | NAPA | 0.0011176 | 1668.056 | Simple method | 1458.0649
2020-11-01 | CSI_HV | Simple method region | 2738494.4269 | 0.545 | 1492479.4626 | NELS | 0.0026232 | 3915.1056 | Simple method | 3422.2339
2020-11-01 | CSI_HV | Simple method region | 2738494.4269 | 0.545 | 1492479.4626 | NPOW | 0.007505 | 11201.1191 | Simple method | 9791.0132
2020-11-01 | CSI_HV | Simple method region | 2738494.4269 | 0.545 | 1492479.4626 | NTRG | 0.00068258 | 1018.7435 | Simple method | 890.4941
2020-11-01 | CSI_HV | Simple method region | 2738494.4269 | 0.545 | 1492479.4626 | NZAS | 0.015302 | 22837.2239 | Simple method | 19962.2517
2020-11-01 | CSI_HV | Simple method region | 2738494.4269 | 0.545 | 1492479.4626 | NZST | 0.0027552 | 4112.0462 | Simple method | 3594.3818
2020-11-01 | CSI_HV | Simple method region | 2738494.4269 | 0.545 | 1492479.4626 | OMVP | 0.00026433 | 394.5023 | Simple method | 344.8385
2020-11-01 | CSI_HV | Simple method region | 2738494.4269 | 0.545 | 1492479.4626 | ORON | 0.15754 | 235120.7162 | Simple method | 205521.4305
2020-11-01 | CSI_HV | Simple method region | 2738494.4269 | 0.545 | 1492479.4626 | PANP | 0.0030706 | 4582.813 | Simple method | 4005.8839
2020-11-01 | CSI_HV | Simple method region | 2738494.4269 | 0.545 | 1492479.4626 | POCO | 0.013949 | 20818.4303 | Simple method | 18197.6035
2020-11-01 | CSI_HV | Simple method region | 2738494.4269 | 0.545 | 1492479.4626 | POWN | 0.012239 | 18266.8766 | Simple method | 15967.2643
2020-11-01 | CSI_HV | Simple method region | 2738494.4269 | 0.545 | 1492479.4626 | RAYN | 8.3597e-05 | 124.7675 | Simple method | 109.0605
2020-11-01 | CSI_HV | Simple method region | 2738494.4269 | 0.545 | 1492479.4626 | SCAN | 0.0002747 | 409.991 | Simple method | 358.3774
2020-11-01 | CSI_HV | Simple method region | 2738494.4269 | 0.545 | 1492479.4626 | SCGL | 8.2727e-06 | 12.3469 | Simple method | 10.7925
2020-11-01 | CSI_HV | Simple method region | 2738494.4269 | 0.545 | 1492479.4626 | SHPK | 2.7103e-06 | 4.0451 | Simple method | 3.5359
2020-11-01 | CSI_HV | Simple method region | 2738494.4269 | 0.545 | 1492479.4626 | SKOG | 0.0025232 | 3765.7501 | Simple method | 3291.6808
2020-11-01 | CSI_HV | Simple method region | 2738494.4269 | 0.545 | 1492479.4626 | SOLE | 3.4494e-07 | 0.51482 | Simple method | 0.45001
2020-11-01 | CSI_HV | Simple method region | 2738494.4269 | 0.545 | 1492479.4626 | SOU2 | 1.4956e-05 | 22.3211 | Simple method | 19.5111
2020-11-01 | CSI_HV | Simple method region | 2738494.4269 | 0.545 | 1492479.4626 | TARW | 0.00041948 | 626.0609 | Simple method | 547.2462
2020-11-01 | CSI_HV | Simple method region | 2738494.4269 | 0.545 | 1492479.4626 | TASM | 0.031507 | 47024.0086 | Simple method | 41104.1684
2020-11-01 | CSI_HV | Simple method region | 2738494.4269 | 0.545 | 1492479.4626 | TBOP | 4.2901e-06 | 6.4029 | Simple method | 5.5968
2020-11-01 | CSI_HV | Simple method region | 2738494.4269 | 0.545 | 1492479.4626 | TOD3 | 2.642e-05 | 39.4312 | Simple method | 34.4673
2020-11-01 | CSI_HV | Simple method region | 2738494.4269 | 0.545 | 1492479.4626 | TOPE | 0.0010863 | 1621.2342 | Simple method | 1417.1374
2020-11-01 | CSI_HV | Simple method region | 2738494.4269 | 0.545 | 1492479.4626 | TRNZ | 0.00029261 | 436.719 | Simple method | 381.7406
2020-11-01 | CSI_HV | Simple method region | 2738494.4269 | 0.545 | 1492479.4626 | TRUG | 0.00010372 | 154.7964 | Simple method | 135.3091
2020-11-01 | CSI_HV | Simple method region | 2738494.4269 | 0.545 | 1492479.4626 | UNET | 0.012536 | 18709.3678 | Simple method | 16354.0503
2020-11-01 | CSI_HV | Simple method region | 2738494.4269 | 0.545 | 1492479.4626 | UNIS | 0.0052492 | 7834.3489 | Simple method | 6848.0847
2020-11-01 | CSI_HV | Simple method region | 2738494.4269 | 0.545 | 1492479.4626 | VECT | 0.058229 | 86905.0542 | Simple method | 75964.5995
2020-11-01 | CSI_HV | Simple method region | 2738494.4269 | 0.545 | 1492479.4626 | WAIP | 0.0015539 | 2319.2137 | Simple method | 2027.2485
2020-11-01 | CSI_HV | Simple method region | 2738494.4269 | 0.545 | 1492479.4626 | WATA | 0.013876 | 20708.9728 | Simple method | 18101.9256
2020-11-01 | CSI_HV | Simple method region | 2738494.4269 | 0.545 | 1492479.4626 | WAV1 | 0.00043125 | 643.6371 | Simple method | 562.6098
2020-11-01 | CSI_HV | Simple method region | 2738494.4269 | 0.545 | 1492479.4626 | WELE | 0.0062457 | 9321.6309 | Simple method | 8148.1332
2020-11-01 | CSI_HV | Simple method region | 2738494.4269 | 0.545 | 1492479.4626 | WNST | 0.0015844 | 2364.6605 | Simple method | 2066.974
2020-11-01 | CSI_HV | Simple method region | 2738494.4269 | 0.545 | 1492479.4626 | WPOW | 0.0061868 | 9233.738 | Simple method | 8071.3051
2020-11-01 | CSI_HV | Simple method region | 2738494.4269 | 0.545 | 1492479.4626 | WTOM | 0.001055 | 1574.5907 | Simple method | 1376.3659
2020-12-01 | CSI_HV | Simple method region | 170478.0673 | 0.5907 | 100701.3943 | ALPE | 0.034779 | 3502.2471 | Simple method | 3061.3501
2020-12-01 | CSI_HV | Simple method region | 170478.0673 | 0.5907 | 100701.3943 | BUEL | 0.0017068 | 171.8745 | Simple method | 150.2373
2020-12-01 | CSI_HV | Simple method region | 170478.0673 | 0.5907 | 100701.3943 | CHBP | 0.00039213 | 39.4879 | Simple method | 34.5168
2020-12-01 | CSI_HV | Simple method region | 170478.0673 | 0.5907 | 100701.3943 | COUP | 0.002476 | 249.3366 | Simple method | 217.9477
2020-12-01 | CSI_HV | Simple method region | 170478.0673 | 0.5907 | 100701.3943 | CTCT | 0.036828 | 3708.6706 | Simple method | 3241.787
2020-12-01 | CSI_HV | Simple method region | 170478.0673 | 0.5907 | 100701.3943 | DUNE | 0.023534 | 2369.9244 | Simple method | 2071.5752
2020-12-01 | CSI_HV | Simple method region | 170478.0673 | 0.5907 | 100701.3943 | EASH | 0.025037 | 2521.2736 | Simple method | 2203.8711
2020-12-01 | CSI_HV | Simple method region | 170478.0673 | 0.5907 | 100701.3943 | EAST | 0.0010463 | 105.3606 | Simple method | 92.0968
2020-12-01 | CSI_HV | Simple method region | 170478.0673 | 0.5907 | 100701.3943 | GENE | 0.045905 | 4622.6877 | Simple method | 4040.7387
2020-12-01 | CSI_HV | Simple method region | 170478.0673 | 0.5907 | 100701.3943 | HORO | 0.0020027 | 201.6779 | Simple method | 176.2887
2020-12-01 | CSI_HV | Simple method region | 170478.0673 | 0.5907 | 100701.3943 | HRZE | 0.0021802 | 219.5486 | Simple method | 191.9097
2020-12-01 | CSI_HV | Simple method region | 170478.0673 | 0.5907 | 100701.3943 | KIWI | 5.4693e-06 | 0.55076 | Simple method | 0.48143
2020-12-01 | CSI_HV | Simple method region | 170478.0673 | 0.5907 | 100701.3943 | KUPE | 0.00020353 | 20.4959 | Simple method | 17.9157
2020-12-01 | CSI_HV | Simple method region | 170478.0673 | 0.5907 | 100701.3943 | MARL | 0.016448 | 1656.288 | Simple method | 1447.7784
2020-12-01 | CSI_HV | Simple method region | 170478.0673 | 0.5907 | 100701.3943 | MELT | 9.7529e-06 | 0.98213 | Simple method | 0.85849
2020-12-01 | CSI_HV | Simple method region | 170478.0673 | 0.5907 | 100701.3943 | MELW | 3.6937e-06 | 0.37196 | Simple method | 0.32514
2020-12-01 | CSI_HV | Simple method region | 170478.0673 | 0.5907 | 100701.3943 | MERI | 0.41385 | 41674.9083 | Simple method | 36428.4649
2020-12-01 | CSI_HV | Simple method region | 170478.0673 | 0.5907 | 100701.3943 | METH | 0.00016469 | 16.5842 | Simple method | 14.4964
2020-12-01 | CSI_HV | Simple method region | 170478.0673 | 0.5907 | 100701.3943 | MPOW | 0.029638 | 2984.5886 | Simple method | 2608.8595
2020-12-01 | CSI_HV | Simple method region | 170478.0673 | 0.5907 | 100701.3943 | MRPL | 0.0027178 | 273.6879 | Simple method | 239.2334
2020-12-01 | CSI_HV | Simple method region | 170478.0673 | 0.5907 | 100701.3943 | MSVP | 0.00073645 | 74.1614 | Simple method | 64.8252
2020-12-01 | CSI_HV | Simple method region | 170478.0673 | 0.5907 | 100701.3943 | NAPA | 0.0011176 | 112.548 | Simple method | 98.3794
2020-12-01 | CSI_HV | Simple method region | 170478.0673 | 0.5907 | 100701.3943 | NELS | 0.0026232 | 264.1622 | Simple method | 230.9068
2020-12-01 | CSI_HV | Simple method region | 170478.0673 | 0.5907 | 100701.3943 | NPOW | 0.007505 | 755.7681 | Simple method | 660.6246
2020-12-01 | CSI_HV | Simple method region | 170478.0673 | 0.5907 | 100701.3943 | NTRG | 0.00068258 | 68.7372 | Simple method | 60.0839
2020-12-01 | CSI_HV | Simple method region | 170478.0673 | 0.5907 | 100701.3943 | NZAS | 0.015302 | 1540.8857 | Simple method | 1346.904
2020-12-01 | CSI_HV | Simple method region | 170478.0673 | 0.5907 | 100701.3943 | NZST | 0.0027552 | 277.4502 | Simple method | 242.5221
2020-12-01 | CSI_HV | Simple method region | 170478.0673 | 0.5907 | 100701.3943 | OMVP | 0.00026433 | 26.6181 | Simple method | 23.2671
2020-12-01 | CSI_HV | Simple method region | 170478.0673 | 0.5907 | 100701.3943 | ORON | 0.15754 | 15864.1942 | Simple method | 13867.0549
2020-12-01 | CSI_HV | Simple method region | 170478.0673 | 0.5907 | 100701.3943 | PANP | 0.0030706 | 309.2141 | Simple method | 270.2872
2020-12-01 | CSI_HV | Simple method region | 170478.0673 | 0.5907 | 100701.3943 | POCO | 0.013949 | 1404.6726 | Simple method | 1227.8387
2020-12-01 | CSI_HV | Simple method region | 170478.0673 | 0.5907 | 100701.3943 | POWN | 0.012239 | 1232.5127 | Simple method | 1077.352
2020-12-01 | CSI_HV | Simple method region | 170478.0673 | 0.5907 | 100701.3943 | RAYN | 8.3597e-05 | 8.4184 | Simple method | 7.3586
2020-12-01 | CSI_HV | Simple method region | 170478.0673 | 0.5907 | 100701.3943 | SCAN | 0.0002747 | 27.6631 | Simple method | 24.1806
2020-12-01 | CSI_HV | Simple method region | 170478.0673 | 0.5907 | 100701.3943 | SCGL | 8.2727e-06 | 0.83307 | Simple method | 0.7282
2020-12-01 | CSI_HV | Simple method region | 170478.0673 | 0.5907 | 100701.3943 | SHPK | 2.7103e-06 | 0.27293 | Simple method | 0.23858
2020-12-01 | CSI_HV | Simple method region | 170478.0673 | 0.5907 | 100701.3943 | SKOG | 0.0025232 | 254.0848 | Simple method | 222.0981
2020-12-01 | CSI_HV | Simple method region | 170478.0673 | 0.5907 | 100701.3943 | SOLE | 3.4494e-07 | 0.034736 | Simple method | 0.030363
2020-12-01 | CSI_HV | Simple method region | 170478.0673 | 0.5907 | 100701.3943 | SOU2 | 1.4956e-05 | 1.5061 | Simple method | 1.3165
2020-12-01 | CSI_HV | Simple method region | 170478.0673 | 0.5907 | 100701.3943 | TARW | 0.00041948 | 42.2419 | Simple method | 36.9241
2020-12-01 | CSI_HV | Simple method region | 170478.0673 | 0.5907 | 100701.3943 | TASM | 0.031507 | 3172.8297 | Simple method | 2773.403
2020-12-01 | CSI_HV | Simple method region | 170478.0673 | 0.5907 | 100701.3943 | TBOP | 4.2901e-06 | 0.43202 | Simple method | 0.37763
2020-12-01 | CSI_HV | Simple method region | 170478.0673 | 0.5907 | 100701.3943 | TOD3 | 2.642e-05 | 2.6605 | Simple method | 2.3256
2020-12-01 | CSI_HV | Simple method region | 170478.0673 | 0.5907 | 100701.3943 | TOPE | 0.0010863 | 109.3888 | Simple method | 95.6179
2020-12-01 | CSI_HV | Simple method region | 170478.0673 | 0.5907 | 100701.3943 | TRNZ | 0.00029261 | 29.4665 | Simple method | 25.757
2020-12-01 | CSI_HV | Simple method region | 170478.0673 | 0.5907 | 100701.3943 | TRUG | 0.00010372 | 10.4445 | Simple method | 9.1297
2020-12-01 | CSI_HV | Simple method region | 170478.0673 | 0.5907 | 100701.3943 | UNET | 0.012536 | 1262.3687 | Simple method | 1103.4495
2020-12-01 | CSI_HV | Simple method region | 170478.0673 | 0.5907 | 100701.3943 | UNIS | 0.0052492 | 528.6035 | Simple method | 462.0577
2020-12-01 | CSI_HV | Simple method region | 170478.0673 | 0.5907 | 100701.3943 | VECT | 0.058229 | 5863.7056 | Simple method | 5125.5252
2020-12-01 | CSI_HV | Simple method region | 170478.0673 | 0.5907 | 100701.3943 | WAIP | 0.0015539 | 156.4833 | Simple method | 136.7836
2020-12-01 | CSI_HV | Simple method region | 170478.0673 | 0.5907 | 100701.3943 | WATA | 0.013876 | 1397.2872 | Simple method | 1221.3831
2020-12-01 | CSI_HV | Simple method region | 170478.0673 | 0.5907 | 100701.3943 | WAV1 | 0.00043125 | 43.4278 | Simple method | 37.9607
2020-12-01 | CSI_HV | Simple method region | 170478.0673 | 0.5907 | 100701.3943 | WELE | 0.0062457 | 628.9542 | Simple method | 549.7753
2020-12-01 | CSI_HV | Simple method region | 170478.0673 | 0.5907 | 100701.3943 | WNST | 0.0015844 | 159.5497 | Simple method | 139.464
2020-12-01 | CSI_HV | Simple method region | 170478.0673 | 0.5907 | 100701.3943 | WPOW | 0.0061868 | 623.0238 | Simple method | 544.5915
2020-12-01 | CSI_HV | Simple method region | 170478.0673 | 0.5907 | 100701.3943 | WTOM | 0.001055 | 106.2416 | Simple method | 92.8669
2021-01-01 | CSI_HV | Simple method region | 493070.0326 | 0.674 | 332329.202 | ALPE | 0.034779 | 11557.9232 | Simple method | 10102.8993
2021-01-01 | CSI_HV | Simple method region | 493070.0326 | 0.674 | 332329.202 | BUEL | 0.0017068 | 567.2108 | Simple method | 495.8048
2021-01-01 | CSI_HV | Simple method region | 493070.0326 | 0.674 | 332329.202 | CHBP | 0.00039213 | 130.3159 | Simple method | 113.9105
2021-01-01 | CSI_HV | Simple method region | 493070.0326 | 0.674 | 332329.202 | COUP | 0.002476 | 822.8469 | Simple method | 719.2589
2021-01-01 | CSI_HV | Simple method region | 493070.0326 | 0.674 | 332329.202 | CTCT | 0.036828 | 12239.1508 | Simple method | 10698.3673
2021-01-01 | CSI_HV | Simple method region | 493070.0326 | 0.674 | 332329.202 | DUNE | 0.023534 | 7821.0941 | Simple method | 6836.4986
2021-01-01 | CSI_HV | Simple method region | 493070.0326 | 0.674 | 332329.202 | EASH | 0.025037 | 8320.5684 | Simple method | 7273.0942
2021-01-01 | CSI_HV | Simple method region | 493070.0326 | 0.674 | 332329.202 | EAST | 0.0010463 | 347.7053 | Simple method | 303.9328
2021-01-01 | CSI_HV | Simple method region | 493070.0326 | 0.674 | 332329.202 | GENE | 0.045905 | 15255.5395 | Simple method | 13335.0236
2021-01-01 | CSI_HV | Simple method region | 493070.0326 | 0.674 | 332329.202 | HORO | 0.0020027 | 665.5663 | Simple method | 581.7783
2021-01-01 | CSI_HV | Simple method region | 493070.0326 | 0.674 | 332329.202 | HRZE | 0.0021802 | 724.5423 | Simple method | 633.3299
2021-01-01 | CSI_HV | Simple method region | 493070.0326 | 0.674 | 332329.202 | KIWI | 5.4693e-06 | 1.8176 | Simple method | 1.5888
2021-01-01 | CSI_HV | Simple method region | 493070.0326 | 0.674 | 332329.202 | KUPE | 0.00020353 | 67.6395 | Simple method | 59.1244
2021-01-01 | CSI_HV | Simple method region | 493070.0326 | 0.674 | 332329.202 | MARL | 0.016448 | 5465.9907 | Simple method | 4777.8785
2021-01-01 | CSI_HV | Simple method region | 493070.0326 | 0.674 | 332329.202 | MELT | 9.7529e-06 | 3.2412 | Simple method | 2.8331
2021-01-01 | CSI_HV | Simple method region | 493070.0326 | 0.674 | 332329.202 | MELW | 3.6937e-06 | 1.2275 | Simple method | 1.073
2021-01-01 | CSI_HV | Simple method region | 493070.0326 | 0.674 | 332329.202 | MERI | 0.41385 | 137533.2398 | Simple method | 120219.216
2021-01-01 | CSI_HV | Simple method region | 493070.0326 | 0.674 | 332329.202 | METH | 0.00016469 | 54.7304 | Simple method | 47.8404
2021-01-01 | CSI_HV | Simple method region | 493070.0326 | 0.674 | 332329.202 | MPOW | 0.029638 | 9849.5751 | Simple method | 8609.6146
2021-01-01 | CSI_HV | Simple method region | 493070.0326 | 0.674 | 332329.202 | MRPL | 0.0027178 | 903.2097 | Simple method | 789.5049
2021-01-01 | CSI_HV | Simple method region | 493070.0326 | 0.674 | 332329.202 | MSVP | 0.00073645 | 244.7433 | Simple method | 213.9326
2021-01-01 | CSI_HV | Simple method region | 493070.0326 | 0.674 | 332329.202 | NAPA | 0.0011176 | 371.4247 | Simple method | 324.6661
2021-01-01 | CSI_HV | Simple method region | 493070.0326 | 0.674 | 332329.202 | NELS | 0.0026232 | 871.7734 | Simple method | 762.0261
2021-01-01 | CSI_HV | Simple method region | 493070.0326 | 0.674 | 332329.202 | NPOW | 0.007505 | 2494.1442 | Simple method | 2180.157
2021-01-01 | CSI_HV | Simple method region | 493070.0326 | 0.674 | 332329.202 | NTRG | 0.00068258 | 226.8428 | Simple method | 198.2856
2021-01-01 | CSI_HV | Simple method region | 493070.0326 | 0.674 | 332329.202 | NZAS | 0.015302 | 5085.1463 | Simple method | 4444.9785
2021-01-01 | CSI_HV | Simple method region | 493070.0326 | 0.674 | 332329.202 | NZST | 0.0027552 | 915.626 | Simple method | 800.3581
2021-01-01 | CSI_HV | Simple method region | 493070.0326 | 0.674 | 332329.202 | OMVP | 0.00026433 | 87.8435 | Simple method | 76.7849
2021-01-01 | CSI_HV | Simple method region | 493070.0326 | 0.674 | 332329.202 | ORON | 0.15754 | 52354.1408 | Simple method | 45763.2917
2021-01-01 | CSI_HV | Simple method region | 493070.0326 | 0.674 | 332329.202 | PANP | 0.0030706 | 1020.4513 | Simple method | 891.9869
2021-01-01 | CSI_HV | Simple method region | 493070.0326 | 0.674 | 332329.202 | POCO | 0.013949 | 4635.6231 | Simple method | 4052.0458
2021-01-01 | CSI_HV | Simple method region | 493070.0326 | 0.674 | 332329.202 | POWN | 0.012239 | 4067.4707 | Simple method | 3555.4179
2021-01-01 | CSI_HV | Simple method region | 493070.0326 | 0.674 | 332329.202 | RAYN | 8.3597e-05 | 27.7819 | Simple method | 24.2844
2021-01-01 | CSI_HV | Simple method region | 493070.0326 | 0.674 | 332329.202 | SCAN | 0.0002747 | 91.2924 | Simple method | 79.7996
2021-01-01 | CSI_HV | Simple method region | 493070.0326 | 0.674 | 332329.202 | SCGL | 8.2727e-06 | 2.7493 | Simple method | 2.4032
2021-01-01 | CSI_HV | Simple method region | 493070.0326 | 0.674 | 332329.202 | SHPK | 2.7103e-06 | 0.90072 | Simple method | 0.78733
2021-01-01 | CSI_HV | Simple method region | 493070.0326 | 0.674 | 332329.202 | SKOG | 0.0025232 | 838.5166 | Simple method | 732.9559
2021-01-01 | CSI_HV | Simple method region | 493070.0326 | 0.674 | 332329.202 | SOLE | 3.4494e-07 | 0.11463 | Simple method | 0.1002
2021-01-01 | CSI_HV | Simple method region | 493070.0326 | 0.674 | 332329.202 | SOU2 | 1.4956e-05 | 4.9702 | Simple method | 4.3445
2021-01-01 | CSI_HV | Simple method region | 493070.0326 | 0.674 | 332329.202 | TARW | 0.00041948 | 139.4045 | Simple method | 121.8549
2021-01-01 | CSI_HV | Simple method region | 493070.0326 | 0.674 | 332329.202 | TASM | 0.031507 | 10470.7982 | Simple method | 9152.6321
2021-01-01 | CSI_HV | Simple method region | 493070.0326 | 0.674 | 332329.202 | TBOP | 4.2901e-06 | 1.4257 | Simple method | 1.2462
2021-01-01 | CSI_HV | Simple method region | 493070.0326 | 0.674 | 332329.202 | TOD3 | 2.642e-05 | 8.7801 | Simple method | 7.6748
2021-01-01 | CSI_HV | Simple method region | 493070.0326 | 0.674 | 332329.202 | TOPE | 0.0010863 | 360.9989 | Simple method | 315.5529
2021-01-01 | CSI_HV | Simple method region | 493070.0326 | 0.674 | 332329.202 | TRNZ | 0.00029261 | 97.2439 | Simple method | 85.0019
2021-01-01 | CSI_HV | Simple method region | 493070.0326 | 0.674 | 332329.202 | TRUG | 0.00010372 | 34.4684 | Simple method | 30.1292
2021-01-01 | CSI_HV | Simple method region | 493070.0326 | 0.674 | 332329.202 | UNET | 0.012536 | 4165.9999 | Simple method | 3641.5432
2021-01-01 | CSI_HV | Simple method region | 493070.0326 | 0.674 | 332329.202 | UNIS | 0.0052492 | 1744.4682 | Simple method | 1524.8575
2021-01-01 | CSI_HV | Simple method region | 493070.0326 | 0.674 | 332329.202 | VECT | 0.058229 | 19351.0785 | Simple method | 16914.9763
2021-01-01 | CSI_HV | Simple method region | 493070.0326 | 0.674 | 332329.202 | WAIP | 0.0015539 | 516.4175 | Simple method | 451.4058
2021-01-01 | CSI_HV | Simple method region | 493070.0326 | 0.674 | 332329.202 | WATA | 0.013876 | 4611.2503 | Simple method | 4030.7412
2021-01-01 | CSI_HV | Simple method region | 493070.0326 | 0.674 | 332329.202 | WAV1 | 0.00043125 | 143.3182 | Simple method | 125.2759
2021-01-01 | CSI_HV | Simple method region | 493070.0326 | 0.674 | 332329.202 | WELE | 0.0062457 | 2075.6401 | Simple method | 1814.3383
2021-01-01 | CSI_HV | Simple method region | 493070.0326 | 0.674 | 332329.202 | WNST | 0.0015844 | 526.537 | Simple method | 460.2514
2021-01-01 | CSI_HV | Simple method region | 493070.0326 | 0.674 | 332329.202 | WPOW | 0.0061868 | 2056.069 | Simple method | 1797.231
2021-01-01 | CSI_HV | Simple method region | 493070.0326 | 0.674 | 332329.202 | WTOM | 0.001055 | 350.6128 | Simple method | 306.4743
2021-02-01 | CSI_HV | Simple method region | 1416058.9017 | 0.1953 | 276556.3035 | ALPE | 0.034779 | 9618.2234 | Simple method | 8407.3878
2021-02-01 | CSI_HV | Simple method region | 1416058.9017 | 0.1953 | 276556.3035 | BUEL | 0.0017068 | 472.0191 | Simple method | 412.5967
2021-02-01 | CSI_HV | Simple method region | 1416058.9017 | 0.1953 | 276556.3035 | CHBP | 0.00039213 | 108.4458 | Simple method | 94.7936
2021-02-01 | CSI_HV | Simple method region | 1416058.9017 | 0.1953 | 276556.3035 | COUP | 0.002476 | 684.7532 | Simple method | 598.5498
2021-02-01 | CSI_HV | Simple method region | 1416058.9017 | 0.1953 | 276556.3035 | CTCT | 0.036828 | 10185.1245 | Simple method | 8902.9218
2021-02-01 | CSI_HV | Simple method region | 1416058.9017 | 0.1953 | 276556.3035 | DUNE | 0.023534 | 6508.5249 | Simple method | 5689.1684
2021-02-01 | CSI_HV | Simple method region | 1416058.9017 | 0.1953 | 276556.3035 | EASH | 0.025037 | 6924.1753 | Simple method | 6052.4927
2021-02-01 | CSI_HV | Simple method region | 1416058.9017 | 0.1953 | 276556.3035 | EAST | 0.0010463 | 289.3519 | Simple method | 252.9255
2021-02-01 | CSI_HV | Simple method region | 1416058.9017 | 0.1953 | 276556.3035 | GENE | 0.045905 | 12695.2901 | Simple method | 11097.0833
2021-02-01 | CSI_HV | Simple method region | 1416058.9017 | 0.1953 | 276556.3035 | HORO | 0.0020027 | 553.8681 | Simple method | 484.1418
2021-02-01 | CSI_HV | Simple method region | 1416058.9017 | 0.1953 | 276556.3035 | HRZE | 0.0021802 | 602.9466 | Simple method | 527.0418
2021-02-01 | CSI_HV | Simple method region | 1416058.9017 | 0.1953 | 276556.3035 | KIWI | 5.4693e-06 | 1.5126 | Simple method | 1.3221
2021-02-01 | CSI_HV | Simple method region | 1416058.9017 | 0.1953 | 276556.3035 | KUPE | 0.00020353 | 56.2879 | Simple method | 49.2019
2021-02-01 | CSI_HV | Simple method region | 1416058.9017 | 0.1953 | 276556.3035 | MARL | 0.016448 | 4548.6649 | Simple method | 3976.0346
2021-02-01 | CSI_HV | Simple method region | 1416058.9017 | 0.1953 | 276556.3035 | MELT | 9.7529e-06 | 2.6972 | Simple method | 2.3577
2021-02-01 | CSI_HV | Simple method region | 1416058.9017 | 0.1953 | 276556.3035 | MELW | 3.6937e-06 | 1.0215 | Simple method | 0.89292
2021-02-01 | CSI_HV | Simple method region | 1416058.9017 | 0.1953 | 276556.3035 | MERI | 0.41385 | 114451.8272 | Simple method | 100043.5165
2021-02-01 | CSI_HV | Simple method region | 1416058.9017 | 0.1953 | 276556.3035 | METH | 0.00016469 | 45.5453 | Simple method | 39.8116
2021-02-01 | CSI_HV | Simple method region | 1416058.9017 | 0.1953 | 276556.3035 | MPOW | 0.029638 | 8196.5775 | Simple method | 7164.7125
2021-02-01 | CSI_HV | Simple method region | 1416058.9017 | 0.1953 | 276556.3035 | MRPL | 0.0027178 | 751.6292 | Simple method | 657.0068
2021-02-01 | CSI_HV | Simple method region | 1416058.9017 | 0.1953 | 276556.3035 | MSVP | 0.00073645 | 203.6695 | Simple method | 178.0296
2021-02-01 | CSI_HV | Simple method region | 1416058.9017 | 0.1953 | 276556.3035 | NAPA | 0.0011176 | 309.0906 | Simple method | 270.1793
2021-02-01 | CSI_HV | Simple method region | 1416058.9017 | 0.1953 | 276556.3035 | NELS | 0.0026232 | 725.4687 | Simple method | 634.1396
2021-02-01 | CSI_HV | Simple method region | 1416058.9017 | 0.1953 | 276556.3035 | NPOW | 0.007505 | 2075.5663 | Simple method | 1814.2738
2021-02-01 | CSI_HV | Simple method region | 1416058.9017 | 0.1953 | 276556.3035 | NTRG | 0.00068258 | 188.7731 | Simple method | 165.0085
2021-02-01 | CSI_HV | Simple method region | 1416058.9017 | 0.1953 | 276556.3035 | NZAS | 0.015302 | 4231.7354 | Simple method | 3699.0034
2021-02-01 | CSI_HV | Simple method region | 1416058.9017 | 0.1953 | 276556.3035 | NZST | 0.0027552 | 761.9618 | Simple method | 666.0386
2021-02-01 | CSI_HV | Simple method region | 1416058.9017 | 0.1953 | 276556.3035 | OMVP | 0.00026433 | 73.1012 | Simple method | 63.8985
2021-02-01 | CSI_HV | Simple method region | 1416058.9017 | 0.1953 | 276556.3035 | ORON | 0.15754 | 43567.8465 | Simple method | 38083.1017
2021-02-01 | CSI_HV | Simple method region | 1416058.9017 | 0.1953 | 276556.3035 | PANP | 0.0030706 | 849.1948 | Simple method | 742.2899
2021-02-01 | CSI_HV | Simple method region | 1416058.9017 | 0.1953 | 276556.3035 | POCO | 0.013949 | 3857.6532 | Simple method | 3372.0142
2021-02-01 | CSI_HV | Simple method region | 1416058.9017 | 0.1953 | 276556.3035 | POWN | 0.012239 | 3384.8505 | Simple method | 2958.7326
2021-02-01 | CSI_HV | Simple method region | 1416058.9017 | 0.1953 | 276556.3035 | RAYN | 8.3597e-05 | 23.1194 | Simple method | 20.2089
2021-02-01 | CSI_HV | Simple method region | 1416058.9017 | 0.1953 | 276556.3035 | SCAN | 0.0002747 | 75.9713 | Simple method | 66.4073
2021-02-01 | CSI_HV | Simple method region | 1416058.9017 | 0.1953 | 276556.3035 | SCGL | 8.2727e-06 | 2.2879 | Simple method | 1.9999
2021-02-01 | CSI_HV | Simple method region | 1416058.9017 | 0.1953 | 276556.3035 | SHPK | 2.7103e-06 | 0.74956 | Simple method | 0.6552
2021-02-01 | CSI_HV | Simple method region | 1416058.9017 | 0.1953 | 276556.3035 | SKOG | 0.0025232 | 697.7931 | Simple method | 609.9481
2021-02-01 | CSI_HV | Simple method region | 1416058.9017 | 0.1953 | 276556.3035 | SOLE | 3.4494e-07 | 0.095396 | Simple method | 0.083386
2021-02-01 | CSI_HV | Simple method region | 1416058.9017 | 0.1953 | 276556.3035 | SOU2 | 1.4956e-05 | 4.1361 | Simple method | 3.6154
2021-02-01 | CSI_HV | Simple method region | 1416058.9017 | 0.1953 | 276556.3035 | TARW | 0.00041948 | 116.009 | Simple method | 101.4047
2021-02-01 | CSI_HV | Simple method region | 1416058.9017 | 0.1953 | 276556.3035 | TASM | 0.031507 | 8713.5443 | Simple method | 7616.5985
2021-02-01 | CSI_HV | Simple method region | 1416058.9017 | 0.1953 | 276556.3035 | TBOP | 4.2901e-06 | 1.1865 | Simple method | 1.0371
2021-02-01 | CSI_HV | Simple method region | 1416058.9017 | 0.1953 | 276556.3035 | TOD3 | 2.642e-05 | 7.3066 | Simple method | 6.3868
2021-02-01 | CSI_HV | Simple method region | 1416058.9017 | 0.1953 | 276556.3035 | TOPE | 0.0010863 | 300.4145 | Simple method | 262.5954
2021-02-01 | CSI_HV | Simple method region | 1416058.9017 | 0.1953 | 276556.3035 | TRNZ | 0.00029261 | 80.924 | Simple method | 70.7365
2021-02-01 | CSI_HV | Simple method region | 1416058.9017 | 0.1953 | 276556.3035 | TRUG | 0.00010372 | 28.6838 | Simple method | 25.0728
2021-02-01 | CSI_HV | Simple method region | 1416058.9017 | 0.1953 | 276556.3035 | UNET | 0.012536 | 3466.8441 | Simple method | 3030.404
2021-02-01 | CSI_HV | Simple method region | 1416058.9017 | 0.1953 | 276556.3035 | UNIS | 0.0052492 | 1451.7041 | Simple method | 1268.9495
2021-02-01 | CSI_HV | Simple method region | 1416058.9017 | 0.1953 | 276556.3035 | VECT | 0.058229 | 16103.4983 | Simple method | 14076.2331
2021-02-01 | CSI_HV | Simple method region | 1416058.9017 | 0.1953 | 276556.3035 | WAIP | 0.0015539 | 429.7501 | Simple method | 375.649
2021-02-01 | CSI_HV | Simple method region | 1416058.9017 | 0.1953 | 276556.3035 | WATA | 0.013876 | 3837.3707 | Simple method | 3354.2851
2021-02-01 | CSI_HV | Simple method region | 1416058.9017 | 0.1953 | 276556.3035 | WAV1 | 0.00043125 | 119.2659 | Simple method | 104.2515
2021-02-01 | CSI_HV | Simple method region | 1416058.9017 | 0.1953 | 276556.3035 | WELE | 0.0062457 | 1727.2973 | Simple method | 1509.8483
2021-02-01 | CSI_HV | Simple method region | 1416058.9017 | 0.1953 | 276556.3035 | WNST | 0.0015844 | 438.1714 | Simple method | 383.0101
2021-02-01 | CSI_HV | Simple method region | 1416058.9017 | 0.1953 | 276556.3035 | WPOW | 0.0061868 | 1711.0108 | Simple method | 1495.6121
2021-02-01 | CSI_HV | Simple method region | 1416058.9017 | 0.1953 | 276556.3035 | WTOM | 0.001055 | 291.7715 | Simple method | 255.0405
2021-03-01 | CSI_HV | Simple method region | 978477.3255 | 0.2048 | 200392.1563 | ALPE | 0.034779 | 6969.3459 | Simple method | 6091.9767
2021-03-01 | CSI_HV | Simple method region | 978477.3255 | 0.2048 | 200392.1563 | BUEL | 0.0017068 | 342.0241 | Simple method | 298.9668
2021-03-01 | CSI_HV | Simple method region | 978477.3255 | 0.2048 | 200392.1563 | CHBP | 0.00039213 | 78.5796 | Simple method | 68.6872
2021-03-01 | CSI_HV | Simple method region | 978477.3255 | 0.2048 | 200392.1563 | COUP | 0.002476 | 496.1708 | Simple method | 433.708
2021-03-01 | CSI_HV | Simple method region | 978477.3255 | 0.2048 | 200392.1563 | CTCT | 0.036828 | 7380.1213 | Simple method | 6451.0397
2021-03-01 | CSI_HV | Simple method region | 978477.3255 | 0.2048 | 200392.1563 | DUNE | 0.023534 | 4716.0644 | Simple method | 4122.3603
2021-03-01 | CSI_HV | Simple method region | 978477.3255 | 0.2048 | 200392.1563 | EASH | 0.025037 | 5017.2439 | Simple method | 4385.6243
2021-03-01 | CSI_HV | Simple method region | 978477.3255 | 0.2048 | 200392.1563 | EAST | 0.0010463 | 209.6638 | Simple method | 183.2693
2021-03-01 | CSI_HV | Simple method region | 978477.3255 | 0.2048 | 200392.1563 | GENE | 0.045905 | 9198.9823 | Simple method | 8040.9248
2021-03-01 | CSI_HV | Simple method region | 978477.3255 | 0.2048 | 200392.1563 | HORO | 0.0020027 | 401.3317 | Simple method | 350.8082
2021-03-01 | CSI_HV | Simple method region | 978477.3255 | 0.2048 | 200392.1563 | HRZE | 0.0021802 | 436.8939 | Simple method | 381.8934
2021-03-01 | CSI_HV | Simple method region | 978477.3255 | 0.2048 | 200392.1563 | KIWI | 5.4693e-06 | 1.096 | Simple method | 0.95802
2021-03-01 | CSI_HV | Simple method region | 978477.3255 | 0.2048 | 200392.1563 | KUPE | 0.00020353 | 40.7861 | Simple method | 35.6516
2021-03-01 | CSI_HV | Simple method region | 978477.3255 | 0.2048 | 200392.1563 | MARL | 0.016448 | 3295.9537 | Simple method | 2881.0269
2021-03-01 | CSI_HV | Simple method region | 978477.3255 | 0.2048 | 200392.1563 | MELT | 9.7529e-06 | 1.9544 | Simple method | 1.7084
2021-03-01 | CSI_HV | Simple method region | 978477.3255 | 0.2048 | 200392.1563 | MELW | 3.6937e-06 | 0.74019 | Simple method | 0.64701
2021-03-01 | CSI_HV | Simple method region | 978477.3255 | 0.2048 | 200392.1563 | MERI | 0.41385 | 82931.57 | Simple method | 72491.3362
2021-03-01 | CSI_HV | Simple method region | 978477.3255 | 0.2048 | 200392.1563 | METH | 0.00016469 | 33.002 | Simple method | 28.8474
2021-03-01 | CSI_HV | Simple method region | 978477.3255 | 0.2048 | 200392.1563 | MPOW | 0.029638 | 5939.224 | Simple method | 5191.5367
2021-03-01 | CSI_HV | Simple method region | 978477.3255 | 0.2048 | 200392.1563 | MRPL | 0.0027178 | 544.6291 | Simple method | 476.0659
2021-03-01 | CSI_HV | Simple method region | 978477.3255 | 0.2048 | 200392.1563 | MSVP | 0.00073645 | 147.5785 | Simple method | 128.9999
2021-03-01 | CSI_HV | Simple method region | 978477.3255 | 0.2048 | 200392.1563 | NAPA | 0.0011176 | 223.9665 | Simple method | 195.7714
2021-03-01 | CSI_HV | Simple method region | 978477.3255 | 0.2048 | 200392.1563 | NELS | 0.0026232 | 525.6732 | Simple method | 459.4963
2021-03-01 | CSI_HV | Simple method region | 978477.3255 | 0.2048 | 200392.1563 | NPOW | 0.007505 | 1503.9513 | Simple method | 1314.6193
2021-03-01 | CSI_HV | Simple method region | 978477.3255 | 0.2048 | 200392.1563 | NTRG | 0.00068258 | 136.7846 | Simple method | 119.5648
2021-03-01 | CSI_HV | Simple method region | 978477.3255 | 0.2048 | 200392.1563 | NZAS | 0.015302 | 3066.3072 | Simple method | 2680.2906
2021-03-01 | CSI_HV | Simple method region | 978477.3255 | 0.2048 | 200392.1563 | NZST | 0.0027552 | 552.116 | Simple method | 482.6103
2021-03-01 | CSI_HV | Simple method region | 978477.3255 | 0.2048 | 200392.1563 | OMVP | 0.00026433 | 52.969 | Simple method | 46.3008
2021-03-01 | CSI_HV | Simple method region | 978477.3255 | 0.2048 | 200392.1563 | ORON | 0.15754 | 31569.1763 | Simple method | 27594.9409
2021-03-01 | CSI_HV | Simple method region | 978477.3255 | 0.2048 | 200392.1563 | PANP | 0.0030706 | 615.3249 | Simple method | 537.8618
2021-03-01 | CSI_HV | Simple method region | 978477.3255 | 0.2048 | 200392.1563 | POCO | 0.013949 | 2795.2479 | Simple method | 2443.3549
2021-03-01 | CSI_HV | Simple method region | 978477.3255 | 0.2048 | 200392.1563 | POWN | 0.012239 | 2452.6561 | Simple method | 2143.8918
2021-03-01 | CSI_HV | Simple method region | 978477.3255 | 0.2048 | 200392.1563 | RAYN | 8.3597e-05 | 16.7523 | Simple method | 14.6433
2021-03-01 | CSI_HV | Simple method region | 978477.3255 | 0.2048 | 200392.1563 | SCAN | 0.0002747 | 55.0487 | Simple method | 48.1186
2021-03-01 | CSI_HV | Simple method region | 978477.3255 | 0.2048 | 200392.1563 | SCGL | 8.2727e-06 | 1.6578 | Simple method | 1.4491
2021-03-01 | CSI_HV | Simple method region | 978477.3255 | 0.2048 | 200392.1563 | SHPK | 2.7103e-06 | 0.54313 | Simple method | 0.47476
2021-03-01 | CSI_HV | Simple method region | 978477.3255 | 0.2048 | 200392.1563 | SKOG | 0.0025232 | 505.6195 | Simple method | 441.9672
2021-03-01 | CSI_HV | Simple method region | 978477.3255 | 0.2048 | 200392.1563 | SOLE | 3.4494e-07 | 0.069124 | Simple method | 0.060422
2021-03-01 | CSI_HV | Simple method region | 978477.3255 | 0.2048 | 200392.1563 | SOU2 | 1.4956e-05 | 2.997 | Simple method | 2.6197
2021-03-01 | CSI_HV | Simple method region | 978477.3255 | 0.2048 | 200392.1563 | TARW | 0.00041948 | 84.0599 | Simple method | 73.4776
2021-03-01 | CSI_HV | Simple method region | 978477.3255 | 0.2048 | 200392.1563 | TASM | 0.031507 | 6313.8172 | Simple method | 5518.9724
2021-03-01 | CSI_HV | Simple method region | 978477.3255 | 0.2048 | 200392.1563 | TBOP | 4.2901e-06 | 0.8597 | Simple method | 0.75147
2021-03-01 | CSI_HV | Simple method region | 978477.3255 | 0.2048 | 200392.1563 | TOD3 | 2.642e-05 | 5.2944 | Simple method | 4.6278
2021-03-01 | CSI_HV | Simple method region | 978477.3255 | 0.2048 | 200392.1563 | TOPE | 0.0010863 | 217.6798 | Simple method | 190.2761
2021-03-01 | CSI_HV | Simple method region | 978477.3255 | 0.2048 | 200392.1563 | TRNZ | 0.00029261 | 58.6374 | Simple method | 51.2555
2021-03-01 | CSI_HV | Simple method region | 978477.3255 | 0.2048 | 200392.1563 | TRUG | 0.00010372 | 20.7842 | Simple method | 18.1677
2021-03-01 | CSI_HV | Simple method region | 978477.3255 | 0.2048 | 200392.1563 | UNET | 0.012536 | 2512.0684 | Simple method | 2195.8248
2021-03-01 | CSI_HV | Simple method region | 978477.3255 | 0.2048 | 200392.1563 | UNIS | 0.0052492 | 1051.902 | Simple method | 919.4783
2021-03-01 | CSI_HV | Simple method region | 978477.3255 | 0.2048 | 200392.1563 | VECT | 0.058229 | 11668.5634 | Simple method | 10199.611
2021-03-01 | CSI_HV | Simple method region | 978477.3255 | 0.2048 | 200392.1563 | WAIP | 0.0015539 | 311.3961 | Simple method | 272.1945
2021-03-01 | CSI_HV | Simple method region | 978477.3255 | 0.2048 | 200392.1563 | WATA | 0.013876 | 2780.5513 | Simple method | 2430.5084
2021-03-01 | CSI_HV | Simple method region | 978477.3255 | 0.2048 | 200392.1563 | WAV1 | 0.00043125 | 86.4198 | Simple method | 75.5405
2021-03-01 | CSI_HV | Simple method region | 978477.3255 | 0.2048 | 200392.1563 | WELE | 0.0062457 | 1251.5963 | Simple method | 1094.0331
2021-03-01 | CSI_HV | Simple method region | 978477.3255 | 0.2048 | 200392.1563 | WNST | 0.0015844 | 317.4981 | Simple method | 277.5284
2021-03-01 | CSI_HV | Simple method region | 978477.3255 | 0.2048 | 200392.1563 | WPOW | 0.0061868 | 1239.7951 | Simple method | 1083.7176
2021-03-01 | CSI_HV | Simple method region | 978477.3255 | 0.2048 | 200392.1563 | WTOM | 0.001055 | 211.4171 | Simple method | 184.8018
2020-04-01 | CSI_HV_LNI_HV_HVDC | Simple method region | 461667.3026 | 2.1412 | 988522.0284 | ALPE | 0.0073423 | 7258.0344 | Simple method | 6344.3223
2020-04-01 | CSI_HV_LNI_HV_HVDC | Simple method region | 461667.3026 | 2.1412 | 988522.0284 | BUEL | 0.00032185 | 318.1551 | Simple method | 278.1026
2020-04-01 | CSI_HV_LNI_HV_HVDC | Simple method region | 461667.3026 | 2.1412 | 988522.0284 | CHBP | 0.0012701 | 1255.5003 | Simple method | 1097.4457
2020-04-01 | CSI_HV_LNI_HV_HVDC | Simple method region | 461667.3026 | 2.1412 | 988522.0284 | COUP | 0.008242 | 8147.4126 | Simple method | 7121.7369
2020-04-01 | CSI_HV_LNI_HV_HVDC | Simple method region | 461667.3026 | 2.1412 | 988522.0284 | CTCT | 0.053302 | 52690.3554 | Simple method | 46057.1803
2020-04-01 | CSI_HV_LNI_HV_HVDC | Simple method region | 461667.3026 | 2.1412 | 988522.0284 | DUNE | 0.0063487 | 6275.8583 | Simple method | 5485.7921
2020-04-01 | CSI_HV_LNI_HV_HVDC | Simple method region | 461667.3026 | 2.1412 | 988522.0284 | EASH | 0.0047757 | 4720.852 | Simple method | 4126.5452
2020-04-01 | CSI_HV_LNI_HV_HVDC | Simple method region | 461667.3026 | 2.1412 | 988522.0284 | EAST | 0.0034187 | 3379.4432 | Simple method | 2954.006
2020-04-01 | CSI_HV_LNI_HV_HVDC | Simple method region | 461667.3026 | 2.1412 | 988522.0284 | GENE | 0.060441 | 59747.4814 | Simple method | 52225.8865
2020-04-01 | CSI_HV_LNI_HV_HVDC | Simple method region | 461667.3026 | 2.1412 | 988522.0284 | HORO | 0.0066011 | 6525.3103 | Simple method | 5703.8407
2020-04-01 | CSI_HV_LNI_HV_HVDC | Simple method region | 461667.3026 | 2.1412 | 988522.0284 | HRZE | 0.0071847 | 7102.2466 | Simple method | 6208.1466
2020-04-01 | CSI_HV_LNI_HV_HVDC | Simple method region | 461667.3026 | 2.1412 | 988522.0284 | KIWI | 1.7866e-05 | 17.6609 | Simple method | 15.4376
2020-04-01 | CSI_HV_LNI_HV_HVDC | Simple method region | 461667.3026 | 2.1412 | 988522.0284 | KUPE | 0.00065922 | 651.6579 | Simple method | 569.6208
2020-04-01 | CSI_HV_LNI_HV_HVDC | Simple method region | 461667.3026 | 2.1412 | 988522.0284 | MARL | 0.0031015 | 3065.9368 | Simple method | 2679.9668
2020-04-01 | CSI_HV_LNI_HV_HVDC | Simple method region | 461667.3026 | 2.1412 | 988522.0284 | MELT | 3.1844e-05 | 31.4781 | Simple method | 27.5153
2020-04-01 | CSI_HV_LNI_HV_HVDC | Simple method region | 461667.3026 | 2.1412 | 988522.0284 | MELW | 1.162e-05 | 11.4862 | Simple method | 10.0402
2020-04-01 | CSI_HV_LNI_HV_HVDC | Simple method region | 461667.3026 | 2.1412 | 988522.0284 | MERI | 0.35033 | 346312.4624 | Simple method | 302715.2767
2020-04-01 | CSI_HV_LNI_HV_HVDC | Simple method region | 461667.3026 | 2.1412 | 988522.0284 | METH | 0.00053341 | 527.2876 | Simple method | 460.9075
2020-04-01 | CSI_HV_LNI_HV_HVDC | Simple method region | 461667.3026 | 2.1412 | 988522.0284 | MPOW | 0.0060184 | 5949.3444 | Simple method | 5200.383
2020-04-01 | CSI_HV_LNI_HV_HVDC | Simple method region | 461667.3026 | 2.1412 | 988522.0284 | MRPL | 0.014205 | 14041.8628 | Simple method | 12274.1363
2020-04-01 | CSI_HV_LNI_HV_HVDC | Simple method region | 461667.3026 | 2.1412 | 988522.0284 | MSVP | 0.0038656 | 3821.2197 | Simple method | 3340.1674
2020-04-01 | CSI_HV_LNI_HV_HVDC | Simple method region | 461667.3026 | 2.1412 | 988522.0284 | NAPA | 0.0058769 | 5809.4778 | Simple method | 5078.1241
2020-04-01 | CSI_HV_LNI_HV_HVDC | Simple method region | 461667.3026 | 2.1412 | 988522.0284 | NELS | 0.00050036 | 494.6192 | Simple method | 432.3518
2020-04-01 | CSI_HV_LNI_HV_HVDC | Simple method region | 461667.3026 | 2.1412 | 988522.0284 | NPOW | 0.025042 | 24754.9335 | Simple method | 21638.5414
2020-04-01 | CSI_HV_LNI_HV_HVDC | Simple method region | 461667.3026 | 2.1412 | 988522.0284 | NTRG | 0.0035898 | 3548.6354 | Simple method | 3101.8986
2020-04-01 | CSI_HV_LNI_HV_HVDC | Simple method region | 461667.3026 | 2.1412 | 988522.0284 | NZAS | 0.010782 | 10658.2238 | Simple method | 9316.4628
2020-04-01 | CSI_HV_LNI_HV_HVDC | Simple method region | 461667.3026 | 2.1412 | 988522.0284 | NZST | 0.0091258 | 9021.0673 | Simple method | 7885.4075
2020-04-01 | CSI_HV_LNI_HV_HVDC | Simple method region | 461667.3026 | 2.1412 | 988522.0284 | OMVP | 0.00085614 | 846.3089 | Simple method | 739.7673
2020-04-01 | CSI_HV_LNI_HV_HVDC | Simple method region | 461667.3026 | 2.1412 | 988522.0284 | ORON | 0.03163 | 31266.7949 | Simple method | 27330.6262
2020-04-01 | CSI_HV_LNI_HV_HVDC | Simple method region | 461667.3026 | 2.1412 | 988522.0284 | PANP | 0.010323 | 10204.1924 | Simple method | 8919.5893
2020-04-01 | CSI_HV_LNI_HV_HVDC | Simple method region | 461667.3026 | 2.1412 | 988522.0284 | POCO | 0.045621 | 45097.0896 | Simple method | 39419.8288
2020-04-01 | CSI_HV_LNI_HV_HVDC | Simple method region | 461667.3026 | 2.1412 | 988522.0284 | POWN | 0.0041336 | 4086.1129 | Simple method | 3571.7132
2020-04-01 | CSI_HV_LNI_HV_HVDC | Simple method region | 461667.3026 | 2.1412 | 988522.0284 | RAYN | 5.6626e-05 | 55.9765 | Simple method | 48.9296
2020-04-01 | CSI_HV_LNI_HV_HVDC | Simple method region | 461667.3026 | 2.1412 | 988522.0284 | SCAN | 0.00088975 | 879.5363 | Simple method | 768.8117
2020-04-01 | CSI_HV_LNI_HV_HVDC | Simple method region | 461667.3026 | 2.1412 | 988522.0284 | SCGL | 2.7401e-05 | 27.0867 | Simple method | 23.6768
2020-04-01 | CSI_HV_LNI_HV_HVDC | Simple method region | 461667.3026 | 2.1412 | 988522.0284 | SHPK | 8.9773e-06 | 8.8743 | Simple method | 7.7571
2020-04-01 | CSI_HV_LNI_HV_HVDC | Simple method region | 461667.3026 | 2.1412 | 988522.0284 | SKOG | 0.0084563 | 8359.284 | Simple method | 7306.9359
2020-04-01 | CSI_HV_LNI_HV_HVDC | Simple method region | 461667.3026 | 2.1412 | 988522.0284 | SOLE | 2.3365e-07 | 0.23097 | Simple method | 0.20189
2020-04-01 | CSI_HV_LNI_HV_HVDC | Simple method region | 461667.3026 | 2.1412 | 988522.0284 | SOU2 | 6.2353e-05 | 61.6371 | Simple method | 53.8776
2020-04-01 | CSI_HV_LNI_HV_HVDC | Simple method region | 461667.3026 | 2.1412 | 988522.0284 | TARW | 0.0022018 | 2176.5461 | Simple method | 1902.5413
2020-04-01 | CSI_HV_LNI_HV_HVDC | Simple method region | 461667.3026 | 2.1412 | 988522.0284 | TASM | 0.0060065 | 5937.5566 | Simple method | 5190.0791
2020-04-01 | CSI_HV_LNI_HV_HVDC | Simple method region | 461667.3026 | 2.1412 | 988522.0284 | TBOP | 1.4029e-05 | 13.8684 | Simple method | 12.1225
2020-04-01 | CSI_HV_LNI_HV_HVDC | Simple method region | 461667.3026 | 2.1412 | 988522.0284 | TOD3 | 8.6277e-05 | 85.2863 | Simple method | 74.5497
2020-04-01 | CSI_HV_LNI_HV_HVDC | Simple method region | 461667.3026 | 2.1412 | 988522.0284 | TOPE | 0.0035838 | 3542.6428 | Simple method | 3096.6605
2020-04-01 | CSI_HV_LNI_HV_HVDC | Simple method region | 461667.3026 | 2.1412 | 988522.0284 | TRNZ | 0.00096891 | 957.7936 | Simple method | 837.2172
2020-04-01 | CSI_HV_LNI_HV_HVDC | Simple method region | 461667.3026 | 2.1412 | 988522.0284 | TRUG | 0.00023753 | 234.801 | Simple method | 205.2419
2020-04-01 | CSI_HV_LNI_HV_HVDC | Simple method region | 461667.3026 | 2.1412 | 988522.0284 | UNET | 0.040456 | 39991.4171 | Simple method | 34956.908
2020-04-01 | CSI_HV_LNI_HV_HVDC | Simple method region | 461667.3026 | 2.1412 | 988522.0284 | UNIS | 0.017805 | 17600.3939 | Simple method | 15384.6849
2020-04-01 | CSI_HV_LNI_HV_HVDC | Simple method region | 461667.3026 | 2.1412 | 988522.0284 | VECT | 0.19256 | 190349.7985 | Simple method | 166386.712
2020-04-01 | CSI_HV_LNI_HV_HVDC | Simple method region | 461667.3026 | 2.1412 | 988522.0284 | WAIP | 0.0051878 | 5128.2588 | Simple method | 4482.6636
2020-04-01 | CSI_HV_LNI_HV_HVDC | Simple method region | 461667.3026 | 2.1412 | 988522.0284 | WATA | 0.0028236 | 2791.2262 | Simple method | 2439.8394
2020-04-01 | CSI_HV_LNI_HV_HVDC | Simple method region | 461667.3026 | 2.1412 | 988522.0284 | WAV1 | 0.0022636 | 2237.6512 | Simple method | 1955.9538
2020-04-01 | CSI_HV_LNI_HV_HVDC | Simple method region | 461667.3026 | 2.1412 | 988522.0284 | WELE | 0.020812 | 20573.5343 | Simple method | 17983.5374
2020-04-01 | CSI_HV_LNI_HV_HVDC | Simple method region | 461667.3026 | 2.1412 | 988522.0284 | WNST | 0.0052337 | 5173.6221 | Simple method | 4522.3162
2020-04-01 | CSI_HV_LNI_HV_HVDC | Simple method region | 461667.3026 | 2.1412 | 988522.0284 | WPOW | 0.0012537 | 1239.3171 | Simple method | 1083.2998
2020-04-01 | CSI_HV_LNI_HV_HVDC | Simple method region | 461667.3026 | 2.1412 | 988522.0284 | WTOM | 0.0034973 | 3457.1866 | Simple method | 3021.9623
2020-05-01 | CSI_HV_LNI_HV_HVDC | Simple method region | 2107657.1764 | 0.3989 | 840744.4477 | ALPE | 0.0073423 | 6173.0057 | Simple method | 5395.8876
2020-05-01 | CSI_HV_LNI_HV_HVDC | Simple method region | 2107657.1764 | 0.3989 | 840744.4477 | BUEL | 0.00032185 | 270.593 | Simple method | 236.5281
2020-05-01 | CSI_HV_LNI_HV_HVDC | Simple method region | 2107657.1764 | 0.3989 | 840744.4477 | CHBP | 0.0012701 | 1067.8113 | Simple method | 933.3848
2020-05-01 | CSI_HV_LNI_HV_HVDC | Simple method region | 2107657.1764 | 0.3989 | 840744.4477 | COUP | 0.008242 | 6929.4276 | Simple method | 6057.0838
2020-05-01 | CSI_HV_LNI_HV_HVDC | Simple method region | 2107657.1764 | 0.3989 | 840744.4477 | CTCT | 0.053302 | 44813.4918 | Simple method | 39171.933
2020-05-01 | CSI_HV_LNI_HV_HVDC | Simple method region | 2107657.1764 | 0.3989 | 840744.4477 | DUNE | 0.0063487 | 5337.6585 | Simple method | 4665.7021
2020-05-01 | CSI_HV_LNI_HV_HVDC | Simple method region | 2107657.1764 | 0.3989 | 840744.4477 | EASH | 0.0047757 | 4015.1155 | Simple method | 3509.6537
2020-05-01 | CSI_HV_LNI_HV_HVDC | Simple method region | 2107657.1764 | 0.3989 | 840744.4477 | EAST | 0.0034187 | 2874.2386 | Simple method | 2512.4014
2020-05-01 | CSI_HV_LNI_HV_HVDC | Simple method region | 2107657.1764 | 0.3989 | 840744.4477 | GENE | 0.060441 | 50815.6235 | Simple method | 44418.4579
2020-05-01 | CSI_HV_LNI_HV_HVDC | Simple method region | 2107657.1764 | 0.3989 | 840744.4477 | HORO | 0.0066011 | 5549.819 | Simple method | 4851.1538
2020-05-01 | CSI_HV_LNI_HV_HVDC | Simple method region | 2107657.1764 | 0.3989 | 840744.4477 | HRZE | 0.0071847 | 6040.5072 | Simple method | 5280.0693
2020-05-01 | CSI_HV_LNI_HV_HVDC | Simple method region | 2107657.1764 | 0.3989 | 840744.4477 | KIWI | 1.7866e-05 | 15.0207 | Simple method | 13.1298
2020-05-01 | CSI_HV_LNI_HV_HVDC | Simple method region | 2107657.1764 | 0.3989 | 840744.4477 | KUPE | 0.00065922 | 554.2393 | Simple method | 484.4662
2020-05-01 | CSI_HV_LNI_HV_HVDC | Simple method region | 2107657.1764 | 0.3989 | 840744.4477 | MARL | 0.0031015 | 2607.5993 | Simple method | 2279.3293
2020-05-01 | CSI_HV_LNI_HV_HVDC | Simple method region | 2107657.1764 | 0.3989 | 840744.4477 | MELT | 3.1844e-05 | 26.7723 | Simple method | 23.4019
2020-05-01 | CSI_HV_LNI_HV_HVDC | Simple method region | 2107657.1764 | 0.3989 | 840744.4477 | MELW | 1.162e-05 | 9.769 | Simple method | 8.5392
2020-05-01 | CSI_HV_LNI_HV_HVDC | Simple method region | 2107657.1764 | 0.3989 | 840744.4477 | MERI | 0.35033 | 294541.0133 | Simple method | 257461.3219
2020-05-01 | CSI_HV_LNI_HV_HVDC | Simple method region | 2107657.1764 | 0.3989 | 840744.4477 | METH | 0.00053341 | 448.4615 | Simple method | 392.0048
2020-05-01 | CSI_HV_LNI_HV_HVDC | Simple method region | 2107657.1764 | 0.3989 | 840744.4477 | MPOW | 0.0060184 | 5059.9563 | Simple method | 4422.9597
2020-05-01 | CSI_HV_LNI_HV_HVDC | Simple method region | 2107657.1764 | 0.3989 | 840744.4477 | MRPL | 0.014205 | 11942.6961 | Simple method | 10439.2332
2020-05-01 | CSI_HV_LNI_HV_HVDC | Simple method region | 2107657.1764 | 0.3989 | 840744.4477 | MSVP | 0.0038656 | 3249.9723 | Simple method | 2840.8342
2020-05-01 | CSI_HV_LNI_HV_HVDC | Simple method region | 2107657.1764 | 0.3989 | 840744.4477 | NAPA | 0.0058769 | 4940.9988 | Simple method | 4318.9778
2020-05-01 | CSI_HV_LNI_HV_HVDC | Simple method region | 2107657.1764 | 0.3989 | 840744.4477 | NELS | 0.00050036 | 420.6769 | Simple method | 367.718
2020-05-01 | CSI_HV_LNI_HV_HVDC | Simple method region | 2107657.1764 | 0.3989 | 840744.4477 | NPOW | 0.025042 | 21054.2328 | Simple method | 18403.7209
2020-05-01 | CSI_HV_LNI_HV_HVDC | Simple method region | 2107657.1764 | 0.3989 | 840744.4477 | NTRG | 0.0035898 | 3018.1376 | Simple method | 2638.185
2020-05-01 | CSI_HV_LNI_HV_HVDC | Simple method region | 2107657.1764 | 0.3989 | 840744.4477 | NZAS | 0.010782 | 9064.889 | Simple method | 7923.7125
2020-05-01 | CSI_HV_LNI_HV_HVDC | Simple method region | 2107657.1764 | 0.3989 | 840744.4477 | NZST | 0.0091258 | 7672.4767 | Simple method | 6706.5906
2020-05-01 | CSI_HV_LNI_HV_HVDC | Simple method region | 2107657.1764 | 0.3989 | 840744.4477 | OMVP | 0.00085614 | 719.7913 | Simple method | 629.1769
2020-05-01 | CSI_HV_LNI_HV_HVDC | Simple method region | 2107657.1764 | 0.3989 | 840744.4477 | ORON | 0.03163 | 26592.6135 | Simple method | 23244.8763
2020-05-01 | CSI_HV_LNI_HV_HVDC | Simple method region | 2107657.1764 | 0.3989 | 840744.4477 | PANP | 0.010323 | 8678.7323 | Simple method | 7586.169
2020-05-01 | CSI_HV_LNI_HV_HVDC | Simple method region | 2107657.1764 | 0.3989 | 840744.4477 | POCO | 0.045621 | 38355.3696 | Simple method | 33526.8221
2020-05-01 | CSI_HV_LNI_HV_HVDC | Simple method region | 2107657.1764 | 0.3989 | 840744.4477 | POWN | 0.0041336 | 3475.2658 | Simple method | 3037.7655
2020-05-01 | CSI_HV_LNI_HV_HVDC | Simple method region | 2107657.1764 | 0.3989 | 840744.4477 | RAYN | 5.6626e-05 | 47.6084 | Simple method | 41.615
2020-05-01 | CSI_HV_LNI_HV_HVDC | Simple method region | 2107657.1764 | 0.3989 | 840744.4477 | SCAN | 0.00088975 | 748.0514 | Simple method | 653.8794
2020-05-01 | CSI_HV_LNI_HV_HVDC | Simple method region | 2107657.1764 | 0.3989 | 840744.4477 | SCGL | 2.7401e-05 | 23.0375 | Simple method | 20.1373
2020-05-01 | CSI_HV_LNI_HV_HVDC | Simple method region | 2107657.1764 | 0.3989 | 840744.4477 | SHPK | 8.9773e-06 | 7.5476 | Simple method | 6.5974
2020-05-01 | CSI_HV_LNI_HV_HVDC | Simple method region | 2107657.1764 | 0.3989 | 840744.4477 | SKOG | 0.0084563 | 7109.6257 | Simple method | 6214.5968
2020-05-01 | CSI_HV_LNI_HV_HVDC | Simple method region | 2107657.1764 | 0.3989 | 840744.4477 | SOLE | 2.3365e-07 | 0.19644 | Simple method | 0.17171
2020-05-01 | CSI_HV_LNI_HV_HVDC | Simple method region | 2107657.1764 | 0.3989 | 840744.4477 | SOU2 | 6.2353e-05 | 52.4227 | Simple method | 45.8233
2020-05-01 | CSI_HV_LNI_HV_HVDC | Simple method region | 2107657.1764 | 0.3989 | 840744.4477 | TARW | 0.0022018 | 1851.1667 | Simple method | 1618.1238
2020-05-01 | CSI_HV_LNI_HV_HVDC | Simple method region | 2107657.1764 | 0.3989 | 840744.4477 | TASM | 0.0060065 | 5049.9307 | Simple method | 4414.1962
2020-05-01 | CSI_HV_LNI_HV_HVDC | Simple method region | 2107657.1764 | 0.3989 | 840744.4477 | TBOP | 1.4029e-05 | 11.7951 | Simple method | 10.3103
2020-05-01 | CSI_HV_LNI_HV_HVDC | Simple method region | 2107657.1764 | 0.3989 | 840744.4477 | TOD3 | 8.6277e-05 | 72.5366 | Simple method | 63.405
2020-05-01 | CSI_HV_LNI_HV_HVDC | Simple method region | 2107657.1764 | 0.3989 | 840744.4477 | TOPE | 0.0035838 | 3013.0409 | Simple method | 2633.73
2020-05-01 | CSI_HV_LNI_HV_HVDC | Simple method region | 2107657.1764 | 0.3989 | 840744.4477 | TRNZ | 0.00096891 | 814.6097 | Simple method | 712.0587
2020-05-01 | CSI_HV_LNI_HV_HVDC | Simple method region | 2107657.1764 | 0.3989 | 840744.4477 | TRUG | 0.00023753 | 199.6998 | Simple method | 174.5596
2020-05-01 | CSI_HV_LNI_HV_HVDC | Simple method region | 2107657.1764 | 0.3989 | 840744.4477 | UNET | 0.040456 | 34012.9617 | Simple method | 29731.0788
2020-05-01 | CSI_HV_LNI_HV_HVDC | Simple method region | 2107657.1764 | 0.3989 | 840744.4477 | UNIS | 0.017805 | 14969.2501 | Simple method | 13084.7751
2020-05-01 | CSI_HV_LNI_HV_HVDC | Simple method region | 2107657.1764 | 0.3989 | 840744.4477 | VECT | 0.19256 | 161893.7481 | Simple method | 141512.9863
2020-05-01 | CSI_HV_LNI_HV_HVDC | Simple method region | 2107657.1764 | 0.3989 | 840744.4477 | WAIP | 0.0051878 | 4361.6176 | Simple method | 3812.5347
2020-05-01 | CSI_HV_LNI_HV_HVDC | Simple method region | 2107657.1764 | 0.3989 | 840744.4477 | WATA | 0.0028236 | 2373.9561 | Simple method | 2075.0994
2020-05-01 | CSI_HV_LNI_HV_HVDC | Simple method region | 2107657.1764 | 0.3989 | 840744.4477 | WAV1 | 0.0022636 | 1903.1369 | Simple method | 1663.5515
2020-05-01 | CSI_HV_LNI_HV_HVDC | Simple method region | 2107657.1764 | 0.3989 | 840744.4477 | WELE | 0.020812 | 17497.9254 | Simple method | 15295.1161
2020-05-01 | CSI_HV_LNI_HV_HVDC | Simple method region | 2107657.1764 | 0.3989 | 840744.4477 | WNST | 0.0052337 | 4400.1994 | Simple method | 3846.2595
2020-05-01 | CSI_HV_LNI_HV_HVDC | Simple method region | 2107657.1764 | 0.3989 | 840744.4477 | WPOW | 0.0012537 | 1054.0473 | Simple method | 921.3535
2020-05-01 | CSI_HV_LNI_HV_HVDC | Simple method region | 2107657.1764 | 0.3989 | 840744.4477 | WTOM | 0.0034973 | 2940.3598 | Simple method | 2570.1987
2020-06-01 | CSI_HV_LNI_HV_HVDC | Simple method region | 438878.72 | 0.4449 | 195257.1425 | ALPE | 0.0073423 | 1433.6383 | Simple method | 1253.158
2020-06-01 | CSI_HV_LNI_HV_HVDC | Simple method region | 438878.72 | 0.4449 | 195257.1425 | BUEL | 0.00032185 | 62.8434 | Simple method | 54.932
2020-06-01 | CSI_HV_LNI_HV_HVDC | Simple method region | 438878.72 | 0.4449 | 195257.1425 | CHBP | 0.0012701 | 247.9919 | Simple method | 216.7722
2020-06-01 | CSI_HV_LNI_HV_HVDC | Simple method region | 438878.72 | 0.4449 | 195257.1425 | COUP | 0.008242 | 1609.3121 | Simple method | 1406.7162
2020-06-01 | CSI_HV_LNI_HV_HVDC | Simple method region | 438878.72 | 0.4449 | 195257.1425 | CTCT | 0.053302 | 10407.6267 | Simple method | 9097.4133
2020-06-01 | CSI_HV_LNI_HV_HVDC | Simple method region | 438878.72 | 0.4449 | 195257.1425 | DUNE | 0.0063487 | 1239.6346 | Simple method | 1083.5774
2020-06-01 | CSI_HV_LNI_HV_HVDC | Simple method region | 438878.72 | 0.4449 | 195257.1425 | EASH | 0.0047757 | 932.4831 | Simple method | 815.093
2020-06-01 | CSI_HV_LNI_HV_HVDC | Simple method region | 438878.72 | 0.4449 | 195257.1425 | EAST | 0.0034187 | 667.5222 | Simple method | 583.488
2020-06-01 | CSI_HV_LNI_HV_HVDC | Simple method region | 438878.72 | 0.4449 | 195257.1425 | GENE | 0.060441 | 11801.5807 | Simple method | 10315.8828
2020-06-01 | CSI_HV_LNI_HV_HVDC | Simple method region | 438878.72 | 0.4449 | 195257.1425 | HORO | 0.0066011 | 1288.9075 | Simple method | 1126.6473
2020-06-01 | CSI_HV_LNI_HV_HVDC | Simple method region | 438878.72 | 0.4449 | 195257.1425 | HRZE | 0.0071847 | 1402.8664 | Simple method | 1226.2599
2020-06-01 | CSI_HV_LNI_HV_HVDC | Simple method region | 438878.72 | 0.4449 | 195257.1425 | KIWI | 1.7866e-05 | 3.4885 | Simple method | 3.0493
2020-06-01 | CSI_HV_LNI_HV_HVDC | Simple method region | 438878.72 | 0.4449 | 195257.1425 | KUPE | 0.00065922 | 128.7183 | Simple method | 112.514
2020-06-01 | CSI_HV_LNI_HV_HVDC | Simple method region | 438878.72 | 0.4449 | 195257.1425 | MARL | 0.0031015 | 605.5971 | Simple method | 529.3586
2020-06-01 | CSI_HV_LNI_HV_HVDC | Simple method region | 438878.72 | 0.4449 | 195257.1425 | MELT | 3.1844e-05 | 6.2177 | Simple method | 5.4349
2020-06-01 | CSI_HV_LNI_HV_HVDC | Simple method region | 438878.72 | 0.4449 | 195257.1425 | MELW | 1.162e-05 | 2.2688 | Simple method | 1.9832
2020-06-01 | CSI_HV_LNI_HV_HVDC | Simple method region | 438878.72 | 0.4449 | 195257.1425 | MERI | 0.35033 | 68405.134 | Simple method | 59793.6295
2020-06-01 | CSI_HV_LNI_HV_HVDC | Simple method region | 438878.72 | 0.4449 | 195257.1425 | METH | 0.00053341 | 104.1521 | Simple method | 91.0404
2020-06-01 | CSI_HV_LNI_HV_HVDC | Simple method region | 438878.72 | 0.4449 | 195257.1425 | MPOW | 0.0060184 | 1175.1402 | Simple method | 1027.2021
2020-06-01 | CSI_HV_LNI_HV_HVDC | Simple method region | 438878.72 | 0.4449 | 195257.1425 | MRPL | 0.014205 | 2773.6094 | Simple method | 2424.4404
2020-06-01 | CSI_HV_LNI_HV_HVDC | Simple method region | 438878.72 | 0.4449 | 195257.1425 | MSVP | 0.0038656 | 754.7838 | Simple method | 659.7643
2020-06-01 | CSI_HV_LNI_HV_HVDC | Simple method region | 438878.72 | 0.4449 | 195257.1425 | NAPA | 0.0058769 | 1147.5132 | Simple method | 1003.053
2020-06-01 | CSI_HV_LNI_HV_HVDC | Simple method region | 438878.72 | 0.4449 | 195257.1425 | NELS | 0.00050036 | 97.6993 | Simple method | 85.4
2020-06-01 | CSI_HV_LNI_HV_HVDC | Simple method region | 438878.72 | 0.4449 | 195257.1425 | NPOW | 0.025042 | 4889.7014 | Simple method | 4274.1382
2020-06-01 | CSI_HV_LNI_HV_HVDC | Simple method region | 438878.72 | 0.4449 | 195257.1425 | NTRG | 0.0035898 | 700.9418 | Simple method | 612.7004
2020-06-01 | CSI_HV_LNI_HV_HVDC | Simple method region | 438878.72 | 0.4449 | 195257.1425 | NZAS | 0.010782 | 2105.2584 | Simple method | 1840.228
2020-06-01 | CSI_HV_LNI_HV_HVDC | Simple method region | 438878.72 | 0.4449 | 195257.1425 | NZST | 0.0091258 | 1781.8802 | Simple method | 1557.5598
2020-06-01 | CSI_HV_LNI_HV_HVDC | Simple method region | 438878.72 | 0.4449 | 195257.1425 | OMVP | 0.00085614 | 167.1666 | Simple method | 146.122
2020-06-01 | CSI_HV_LNI_HV_HVDC | Simple method region | 438878.72 | 0.4449 | 195257.1425 | ORON | 0.03163 | 6175.9524 | Simple method | 5398.4634
2020-06-01 | CSI_HV_LNI_HV_HVDC | Simple method region | 438878.72 | 0.4449 | 195257.1425 | PANP | 0.010323 | 2015.5762 | Simple method | 1761.8358
2020-06-01 | CSI_HV_LNI_HV_HVDC | Simple method region | 438878.72 | 0.4449 | 195257.1425 | POCO | 0.045621 | 8907.772 | Simple method | 7786.3749
2020-06-01 | CSI_HV_LNI_HV_HVDC | Simple method region | 438878.72 | 0.4449 | 195257.1425 | POWN | 0.0041336 | 807.1067 | Simple method | 705.5002
2020-06-01 | CSI_HV_LNI_HV_HVDC | Simple method region | 438878.72 | 0.4449 | 195257.1425 | RAYN | 5.6626e-05 | 11.0567 | Simple method | 9.6648
2020-06-01 | CSI_HV_LNI_HV_HVDC | Simple method region | 438878.72 | 0.4449 | 195257.1425 | SCAN | 0.00088975 | 173.7298 | Simple method | 151.859
2020-06-01 | CSI_HV_LNI_HV_HVDC | Simple method region | 438878.72 | 0.4449 | 195257.1425 | SCGL | 2.7401e-05 | 5.3503 | Simple method | 4.6767
2020-06-01 | CSI_HV_LNI_HV_HVDC | Simple method region | 438878.72 | 0.4449 | 195257.1425 | SHPK | 8.9773e-06 | 1.7529 | Simple method | 1.5322
2020-06-01 | CSI_HV_LNI_HV_HVDC | Simple method region | 438878.72 | 0.4449 | 195257.1425 | SKOG | 0.0084563 | 1651.1619 | Simple method | 1443.2976
2020-06-01 | CSI_HV_LNI_HV_HVDC | Simple method region | 438878.72 | 0.4449 | 195257.1425 | SOLE | 2.3365e-07 | 0.045622 | Simple method | 0.039879
2020-06-01 | CSI_HV_LNI_HV_HVDC | Simple method region | 438878.72 | 0.4449 | 195257.1425 | SOU2 | 6.2353e-05 | 12.1748 | Simple method | 10.6421
2020-06-01 | CSI_HV_LNI_HV_HVDC | Simple method region | 438878.72 | 0.4449 | 195257.1425 | TARW | 0.0022018 | 429.9208 | Simple method | 375.7982
2020-06-01 | CSI_HV_LNI_HV_HVDC | Simple method region | 438878.72 | 0.4449 | 195257.1425 | TASM | 0.0060065 | 1172.8118 | Simple method | 1025.1669
2020-06-01 | CSI_HV_LNI_HV_HVDC | Simple method region | 438878.72 | 0.4449 | 195257.1425 | TBOP | 1.4029e-05 | 2.7393 | Simple method | 2.3945
2020-06-01 | CSI_HV_LNI_HV_HVDC | Simple method region | 438878.72 | 0.4449 | 195257.1425 | TOD3 | 8.6277e-05 | 16.8461 | Simple method | 14.7254
2020-06-01 | CSI_HV_LNI_HV_HVDC | Simple method region | 438878.72 | 0.4449 | 195257.1425 | TOPE | 0.0035838 | 699.7581 | Simple method | 611.6658
2020-06-01 | CSI_HV_LNI_HV_HVDC | Simple method region | 438878.72 | 0.4449 | 195257.1425 | TRNZ | 0.00096891 | 189.1875 | Simple method | 165.3708
2020-06-01 | CSI_HV_LNI_HV_HVDC | Simple method region | 438878.72 | 0.4449 | 195257.1425 | TRUG | 0.00023753 | 46.3789 | Simple method | 40.5403
2020-06-01 | CSI_HV_LNI_HV_HVDC | Simple method region | 438878.72 | 0.4449 | 195257.1425 | UNET | 0.040456 | 7899.2775 | Simple method | 6904.8395
2020-06-01 | CSI_HV_LNI_HV_HVDC | Simple method region | 438878.72 | 0.4449 | 195257.1425 | UNIS | 0.017805 | 3476.5059 | Simple method | 3038.8494
2020-06-01 | CSI_HV_LNI_HV_HVDC | Simple method region | 438878.72 | 0.4449 | 195257.1425 | VECT | 0.19256 | 37598.7147 | Simple method | 32865.4223
2020-06-01 | CSI_HV_LNI_HV_HVDC | Simple method region | 438878.72 | 0.4449 | 195257.1425 | WAIP | 0.0051878 | 1012.9558 | Simple method | 885.4351
2020-06-01 | CSI_HV_LNI_HV_HVDC | Simple method region | 438878.72 | 0.4449 | 195257.1425 | WATA | 0.0028236 | 551.3351 | Simple method | 481.9276
2020-06-01 | CSI_HV_LNI_HV_HVDC | Simple method region | 438878.72 | 0.4449 | 195257.1425 | WAV1 | 0.0022636 | 441.9905 | Simple method | 386.3485
2020-06-01 | CSI_HV_LNI_HV_HVDC | Simple method region | 438878.72 | 0.4449 | 195257.1425 | WELE | 0.020812 | 4063.7734 | Simple method | 3552.186
2020-06-01 | CSI_HV_LNI_HV_HVDC | Simple method region | 438878.72 | 0.4449 | 195257.1425 | WNST | 0.0052337 | 1021.9162 | Simple method | 893.2674
2020-06-01 | CSI_HV_LNI_HV_HVDC | Simple method region | 438878.72 | 0.4449 | 195257.1425 | WPOW | 0.0012537 | 244.7953 | Simple method | 213.9781
2020-06-01 | CSI_HV_LNI_HV_HVDC | Simple method region | 438878.72 | 0.4449 | 195257.1425 | WTOM | 0.0034973 | 682.8784 | Simple method | 596.911
2020-07-01 | CSI_HV_LNI_HV_HVDC | Simple method region | 683056.9216 | 0.5722 | 390845.1705 | ALPE | 0.0073423 | 2869.7061 | Simple method | 2508.4395
2020-07-01 | CSI_HV_LNI_HV_HVDC | Simple method region | 683056.9216 | 0.5722 | 390845.1705 | BUEL | 0.00032185 | 125.7932 | Simple method | 109.9571
2020-07-01 | CSI_HV_LNI_HV_HVDC | Simple method region | 683056.9216 | 0.5722 | 390845.1705 | CHBP | 0.0012701 | 496.404 | Simple method | 433.9118
2020-07-01 | CSI_HV_LNI_HV_HVDC | Simple method region | 683056.9216 | 0.5722 | 390845.1705 | COUP | 0.008242 | 3221.3514 | Simple method | 2815.8163
2020-07-01 | CSI_HV_LNI_HV_HVDC | Simple method region | 683056.9216 | 0.5722 | 390845.1705 | CTCT | 0.053302 | 20832.8903 | Simple method | 18210.2431
2020-07-01 | CSI_HV_LNI_HV_HVDC | Simple method region | 683056.9216 | 0.5722 | 390845.1705 | DUNE | 0.0063487 | 2481.37 | Simple method | 2168.991
2020-07-01 | CSI_HV_LNI_HV_HVDC | Simple method region | 683056.9216 | 0.5722 | 390845.1705 | EASH | 0.0047757 | 1866.5464 | Simple method | 1631.5674
2020-07-01 | CSI_HV_LNI_HV_HVDC | Simple method region | 683056.9216 | 0.5722 | 390845.1705 | EAST | 0.0034187 | 1336.1757 | Simple method | 1167.9648
2020-07-01 | CSI_HV_LNI_HV_HVDC | Simple method region | 683056.9216 | 0.5722 | 390845.1705 | GENE | 0.060441 | 23623.1605 | Simple method | 20649.247
2020-07-01 | CSI_HV_LNI_HV_HVDC | Simple method region | 683056.9216 | 0.5722 | 390845.1705 | HORO | 0.0066011 | 2579.9992 | Simple method | 2255.2037
2020-07-01 | CSI_HV_LNI_HV_HVDC | Simple method region | 683056.9216 | 0.5722 | 390845.1705 | HRZE | 0.0071847 | 2808.1102 | Simple method | 2454.5979
2020-07-01 | CSI_HV_LNI_HV_HVDC | Simple method region | 683056.9216 | 0.5722 | 390845.1705 | KIWI | 1.7866e-05 | 6.9828 | Simple method | 6.1038
2020-07-01 | CSI_HV_LNI_HV_HVDC | Simple method region | 683056.9216 | 0.5722 | 390845.1705 | KUPE | 0.00065922 | 257.6547 | Simple method | 225.2186
2020-07-01 | CSI_HV_LNI_HV_HVDC | Simple method region | 683056.9216 | 0.5722 | 390845.1705 | MARL | 0.0031015 | 1212.2204 | Simple method | 1059.6143
2020-07-01 | CSI_HV_LNI_HV_HVDC | Simple method region | 683056.9216 | 0.5722 | 390845.1705 | MELT | 3.1844e-05 | 12.4459 | Simple method | 10.8791
2020-07-01 | CSI_HV_LNI_HV_HVDC | Simple method region | 683056.9216 | 0.5722 | 390845.1705 | MELW | 1.162e-05 | 4.5414 | Simple method | 3.9697
2020-07-01 | CSI_HV_LNI_HV_HVDC | Simple method region | 683056.9216 | 0.5722 | 390845.1705 | MERI | 0.35033 | 136926.1883 | Simple method | 119688.5861
2020-07-01 | CSI_HV_LNI_HV_HVDC | Simple method region | 683056.9216 | 0.5722 | 390845.1705 | METH | 0.00053341 | 208.4807 | Simple method | 182.2351
2020-07-01 | CSI_HV_LNI_HV_HVDC | Simple method region | 683056.9216 | 0.5722 | 390845.1705 | MPOW | 0.0060184 | 2352.2718 | Simple method | 2056.1449
2020-07-01 | CSI_HV_LNI_HV_HVDC | Simple method region | 683056.9216 | 0.5722 | 390845.1705 | MRPL | 0.014205 | 5551.919 | Simple method | 4852.9894
2020-07-01 | CSI_HV_LNI_HV_HVDC | Simple method region | 683056.9216 | 0.5722 | 390845.1705 | MSVP | 0.0038656 | 1510.8467 | Simple method | 1320.6466
2020-07-01 | CSI_HV_LNI_HV_HVDC | Simple method region | 683056.9216 | 0.5722 | 390845.1705 | NAPA | 0.0058769 | 2296.9709 | Simple method | 2007.8058
2020-07-01 | CSI_HV_LNI_HV_HVDC | Simple method region | 683056.9216 | 0.5722 | 390845.1705 | NELS | 0.00050036 | 195.5642 | Simple method | 170.9447
2020-07-01 | CSI_HV_LNI_HV_HVDC | Simple method region | 683056.9216 | 0.5722 | 390845.1705 | NPOW | 0.025042 | 9787.689 | Simple method | 8555.5194
2020-07-01 | CSI_HV_LNI_HV_HVDC | Simple method region | 683056.9216 | 0.5722 | 390845.1705 | NTRG | 0.0035898 | 1403.0714 | Simple method | 1226.4391
2020-07-01 | CSI_HV_LNI_HV_HVDC | Simple method region | 683056.9216 | 0.5722 | 390845.1705 | NZAS | 0.010782 | 4214.0844 | Simple method | 3683.5745
2020-07-01 | CSI_HV_LNI_HV_HVDC | Simple method region | 683056.9216 | 0.5722 | 390845.1705 | NZST | 0.0091258 | 3566.78 | Simple method | 3117.759
2020-07-01 | CSI_HV_LNI_HV_HVDC | Simple method region | 683056.9216 | 0.5722 | 390845.1705 | OMVP | 0.00085614 | 334.6165 | Simple method | 292.4917
2020-07-01 | CSI_HV_LNI_HV_HVDC | Simple method region | 683056.9216 | 0.5722 | 390845.1705 | ORON | 0.03163 | 12362.3707 | Simple method | 10806.0751
2020-07-01 | CSI_HV_LNI_HV_HVDC | Simple method region | 683056.9216 | 0.5722 | 390845.1705 | PANP | 0.010323 | 4034.568 | Simple method | 3526.6573
2020-07-01 | CSI_HV_LNI_HV_HVDC | Simple method region | 683056.9216 | 0.5722 | 390845.1705 | POCO | 0.045621 | 17830.6393 | Simple method | 15585.9447
2020-07-01 | CSI_HV_LNI_HV_HVDC | Simple method region | 683056.9216 | 0.5722 | 390845.1705 | POWN | 0.0041336 | 1615.5811 | Simple method | 1412.196
2020-07-01 | CSI_HV_LNI_HV_HVDC | Simple method region | 683056.9216 | 0.5722 | 390845.1705 | RAYN | 5.6626e-05 | 22.1322 | Simple method | 19.346
2020-07-01 | CSI_HV_LNI_HV_HVDC | Simple method region | 683056.9216 | 0.5722 | 390845.1705 | SCAN | 0.00088975 | 347.754 | Simple method | 303.9754
2020-07-01 | CSI_HV_LNI_HV_HVDC | Simple method region | 683056.9216 | 0.5722 | 390845.1705 | SCGL | 2.7401e-05 | 10.7096 | Simple method | 9.3614
2020-07-01 | CSI_HV_LNI_HV_HVDC | Simple method region | 683056.9216 | 0.5722 | 390845.1705 | SHPK | 8.9773e-06 | 3.5087 | Simple method | 3.067
2020-07-01 | CSI_HV_LNI_HV_HVDC | Simple method region | 683056.9216 | 0.5722 | 390845.1705 | SKOG | 0.0084563 | 3305.1219 | Simple method | 2889.0409
2020-07-01 | CSI_HV_LNI_HV_HVDC | Simple method region | 683056.9216 | 0.5722 | 390845.1705 | SOLE | 2.3365e-07 | 0.091322 | Simple method | 0.079826
2020-07-01 | CSI_HV_LNI_HV_HVDC | Simple method region | 683056.9216 | 0.5722 | 390845.1705 | SOU2 | 6.2353e-05 | 24.3703 | Simple method | 21.3023
2020-07-01 | CSI_HV_LNI_HV_HVDC | Simple method region | 683056.9216 | 0.5722 | 390845.1705 | TARW | 0.0022018 | 860.5701 | Simple method | 752.2332
2020-07-01 | CSI_HV_LNI_HV_HVDC | Simple method region | 683056.9216 | 0.5722 | 390845.1705 | TASM | 0.0060065 | 2347.6111 | Simple method | 2052.071
2020-07-01 | CSI_HV_LNI_HV_HVDC | Simple method region | 683056.9216 | 0.5722 | 390845.1705 | TBOP | 1.4029e-05 | 5.4833 | Simple method | 4.793
2020-07-01 | CSI_HV_LNI_HV_HVDC | Simple method region | 683056.9216 | 0.5722 | 390845.1705 | TOD3 | 8.6277e-05 | 33.7208 | Simple method | 29.4757
2020-07-01 | CSI_HV_LNI_HV_HVDC | Simple method region | 683056.9216 | 0.5722 | 390845.1705 | TOPE | 0.0035838 | 1400.7021 | Simple method | 1224.368
2020-07-01 | CSI_HV_LNI_HV_HVDC | Simple method region | 683056.9216 | 0.5722 | 390845.1705 | TRNZ | 0.00096891 | 378.6957 | Simple method | 331.0218
2020-07-01 | CSI_HV_LNI_HV_HVDC | Simple method region | 683056.9216 | 0.5722 | 390845.1705 | TRUG | 0.00023753 | 92.8364 | Simple method | 81.1493
2020-07-01 | CSI_HV_LNI_HV_HVDC | Simple method region | 683056.9216 | 0.5722 | 390845.1705 | UNET | 0.040456 | 15811.9412 | Simple method | 13821.3801
2020-07-01 | CSI_HV_LNI_HV_HVDC | Simple method region | 683056.9216 | 0.5722 | 390845.1705 | UNIS | 0.017805 | 6958.903 | Simple method | 6082.8486
2020-07-01 | CSI_HV_LNI_HV_HVDC | Simple method region | 683056.9216 | 0.5722 | 390845.1705 | VECT | 0.19256 | 75261.1447 | Simple method | 65786.5388
2020-07-01 | CSI_HV_LNI_HV_HVDC | Simple method region | 683056.9216 | 0.5722 | 390845.1705 | WAIP | 0.0051878 | 2027.6282 | Simple method | 1772.3706
2020-07-01 | CSI_HV_LNI_HV_HVDC | Simple method region | 683056.9216 | 0.5722 | 390845.1705 | WATA | 0.0028236 | 1103.6044 | Simple method | 964.6719
2020-07-01 | CSI_HV_LNI_HV_HVDC | Simple method region | 683056.9216 | 0.5722 | 390845.1705 | WAV1 | 0.0022636 | 884.7301 | Simple method | 773.3516
2020-07-01 | CSI_HV_LNI_HV_HVDC | Simple method region | 683056.9216 | 0.5722 | 390845.1705 | WELE | 0.020812 | 8134.4333 | Simple method | 7110.3916
2020-07-01 | CSI_HV_LNI_HV_HVDC | Simple method region | 683056.9216 | 0.5722 | 390845.1705 | WNST | 0.0052337 | 2045.5641 | Simple method | 1788.0486
2020-07-01 | CSI_HV_LNI_HV_HVDC | Simple method region | 683056.9216 | 0.5722 | 390845.1705 | WPOW | 0.0012537 | 490.0054 | Simple method | 428.3187
2020-07-01 | CSI_HV_LNI_HV_HVDC | Simple method region | 683056.9216 | 0.5722 | 390845.1705 | WTOM | 0.0034973 | 1366.9141 | Simple method | 1194.8336
2020-08-01 | CSI_HV_LNI_HV_HVDC | Simple method region | 515345.2824 | 0.9035 | 465614.4627 | ALPE | 0.0073423 | 3418.6854 | Simple method | 2988.308
2020-08-01 | CSI_HV_LNI_HV_HVDC | Simple method region | 515345.2824 | 0.9035 | 465614.4627 | BUEL | 0.00032185 | 149.8577 | Simple method | 130.9921
2020-08-01 | CSI_HV_LNI_HV_HVDC | Simple method region | 515345.2824 | 0.9035 | 465614.4627 | CHBP | 0.0012701 | 591.3668 | Simple method | 516.9198
2020-08-01 | CSI_HV_LNI_HV_HVDC | Simple method region | 515345.2824 | 0.9035 | 465614.4627 | COUP | 0.008242 | 3837.601 | Simple method | 3354.4864
2020-08-01 | CSI_HV_LNI_HV_HVDC | Simple method region | 515345.2824 | 0.9035 | 465614.4627 | CTCT | 0.053302 | 24818.2548 | Simple method | 21693.8911
2020-08-01 | CSI_HV_LNI_HV_HVDC | Simple method region | 515345.2824 | 0.9035 | 465614.4627 | DUNE | 0.0063487 | 2956.06 | Simple method | 2583.9223
2020-08-01 | CSI_HV_LNI_HV_HVDC | Simple method region | 515345.2824 | 0.9035 | 465614.4627 | EASH | 0.0047757 | 2223.6196 | Simple method | 1943.6887
2020-08-01 | CSI_HV_LNI_HV_HVDC | Simple method region | 515345.2824 | 0.9035 | 465614.4627 | EAST | 0.0034187 | 1591.7881 | Simple method | 1391.3983
2020-08-01 | CSI_HV_LNI_HV_HVDC | Simple method region | 515345.2824 | 0.9035 | 465614.4627 | GENE | 0.060441 | 28142.308 | Simple method | 24599.4802
2020-08-01 | CSI_HV_LNI_HV_HVDC | Simple method region | 515345.2824 | 0.9035 | 465614.4627 | HORO | 0.0066011 | 3073.557 | Simple method | 2686.6277
2020-08-01 | CSI_HV_LNI_HV_HVDC | Simple method region | 515345.2824 | 0.9035 | 465614.4627 | HRZE | 0.0071847 | 3345.3061 | Simple method | 2924.1664
2020-08-01 | CSI_HV_LNI_HV_HVDC | Simple method region | 515345.2824 | 0.9035 | 465614.4627 | KIWI | 1.7866e-05 | 8.3187 | Simple method | 7.2714
2020-08-01 | CSI_HV_LNI_HV_HVDC | Simple method region | 515345.2824 | 0.9035 | 465614.4627 | KUPE | 0.00065922 | 306.9444 | Simple method | 268.3033
2020-08-01 | CSI_HV_LNI_HV_HVDC | Simple method region | 515345.2824 | 0.9035 | 465614.4627 | MARL | 0.0031015 | 1444.1201 | Simple method | 1262.3202
2020-08-01 | CSI_HV_LNI_HV_HVDC | Simple method region | 515345.2824 | 0.9035 | 465614.4627 | MELT | 3.1844e-05 | 14.8268 | Simple method | 12.9603
2020-08-01 | CSI_HV_LNI_HV_HVDC | Simple method region | 515345.2824 | 0.9035 | 465614.4627 | MELW | 1.162e-05 | 5.4102 | Simple method | 4.7291
2020-08-01 | CSI_HV_LNI_HV_HVDC | Simple method region | 515345.2824 | 0.9035 | 465614.4627 | MERI | 0.35033 | 163120.3822 | Simple method | 142585.1998
2020-08-01 | CSI_HV_LNI_HV_HVDC | Simple method region | 515345.2824 | 0.9035 | 465614.4627 | METH | 0.00053341 | 248.3634 | Simple method | 217.097
2020-08-01 | CSI_HV_LNI_HV_HVDC | Simple method region | 515345.2824 | 0.9035 | 465614.4627 | MPOW | 0.0060184 | 2802.2651 | Simple method | 2449.4887
2020-08-01 | CSI_HV_LNI_HV_HVDC | Simple method region | 515345.2824 | 0.9035 | 465614.4627 | MRPL | 0.014205 | 6614.0098 | Simple method | 5781.3738
2020-08-01 | CSI_HV_LNI_HV_HVDC | Simple method region | 515345.2824 | 0.9035 | 465614.4627 | MSVP | 0.0038656 | 1799.8741 | Simple method | 1573.2884
2020-08-01 | CSI_HV_LNI_HV_HVDC | Simple method region | 515345.2824 | 0.9035 | 465614.4627 | NAPA | 0.0058769 | 2736.385 | Simple method | 2391.9022
2020-08-01 | CSI_HV_LNI_HV_HVDC | Simple method region | 515345.2824 | 0.9035 | 465614.4627 | NELS | 0.00050036 | 232.976 | Simple method | 203.6467
2020-08-01 | CSI_HV_LNI_HV_HVDC | Simple method region | 515345.2824 | 0.9035 | 465614.4627 | NPOW | 0.025042 | 11660.0893 | Simple method | 10192.2037
2020-08-01 | CSI_HV_LNI_HV_HVDC | Simple method region | 515345.2824 | 0.9035 | 465614.4627 | NTRG | 0.0035898 | 1671.4812 | Simple method | 1461.0588
2020-08-01 | CSI_HV_LNI_HV_HVDC | Simple method region | 515345.2824 | 0.9035 | 465614.4627 | NZAS | 0.010782 | 5020.2454 | Simple method | 4388.248
2020-08-01 | CSI_HV_LNI_HV_HVDC | Simple method region | 515345.2824 | 0.9035 | 465614.4627 | NZST | 0.0091258 | 4249.1106 | Simple method | 3714.1911
2020-08-01 | CSI_HV_LNI_HV_HVDC | Simple method region | 515345.2824 | 0.9035 | 465614.4627 | OMVP | 0.00085614 | 398.6291 | Simple method | 348.4458
2020-08-01 | CSI_HV_LNI_HV_HVDC | Simple method region | 515345.2824 | 0.9035 | 465614.4627 | ORON | 0.03163 | 14727.3116 | Simple method | 12873.2942
2020-08-01 | CSI_HV_LNI_HV_HVDC | Simple method region | 515345.2824 | 0.9035 | 465614.4627 | PANP | 0.010323 | 4806.3871 | Simple method | 4201.3123
2020-08-01 | CSI_HV_LNI_HV_HVDC | Simple method region | 515345.2824 | 0.9035 | 465614.4627 | POCO | 0.045621 | 21241.6684 | Simple method | 18567.5603
2020-08-01 | CSI_HV_LNI_HV_HVDC | Simple method region | 515345.2824 | 0.9035 | 465614.4627 | POWN | 0.0041336 | 1924.6443 | Simple method | 1682.3513
2020-08-01 | CSI_HV_LNI_HV_HVDC | Simple method region | 515345.2824 | 0.9035 | 465614.4627 | RAYN | 5.6626e-05 | 26.3661 | Simple method | 23.0469
2020-08-01 | CSI_HV_LNI_HV_HVDC | Simple method region | 515345.2824 | 0.9035 | 465614.4627 | SCAN | 0.00088975 | 414.2799 | Simple method | 362.1263
2020-08-01 | CSI_HV_LNI_HV_HVDC | Simple method region | 515345.2824 | 0.9035 | 465614.4627 | SCGL | 2.7401e-05 | 12.7584 | Simple method | 11.1523
2020-08-01 | CSI_HV_LNI_HV_HVDC | Simple method region | 515345.2824 | 0.9035 | 465614.4627 | SHPK | 8.9773e-06 | 4.18 | Simple method | 3.6537
2020-08-01 | CSI_HV_LNI_HV_HVDC | Simple method region | 515345.2824 | 0.9035 | 465614.4627 | SKOG | 0.0084563 | 3937.3969 | Simple method | 3441.719
2020-08-01 | CSI_HV_LNI_HV_HVDC | Simple method region | 515345.2824 | 0.9035 | 465614.4627 | SOLE | 2.3365e-07 | 0.10879 | Simple method | 0.095097
2020-08-01 | CSI_HV_LNI_HV_HVDC | Simple method region | 515345.2824 | 0.9035 | 465614.4627 | SOU2 | 6.2353e-05 | 29.0323 | Simple method | 25.3775
2020-08-01 | CSI_HV_LNI_HV_HVDC | Simple method region | 515345.2824 | 0.9035 | 465614.4627 | TARW | 0.0022018 | 1025.1985 | Simple method | 896.1366
2020-08-01 | CSI_HV_LNI_HV_HVDC | Simple method region | 515345.2824 | 0.9035 | 465614.4627 | TASM | 0.0060065 | 2796.7128 | Simple method | 2444.6354
2020-08-01 | CSI_HV_LNI_HV_HVDC | Simple method region | 515345.2824 | 0.9035 | 465614.4627 | TBOP | 1.4029e-05 | 6.5323 | Simple method | 5.7099
2020-08-01 | CSI_HV_LNI_HV_HVDC | Simple method region | 515345.2824 | 0.9035 | 465614.4627 | TOD3 | 8.6277e-05 | 40.1716 | Simple method | 35.1144
2020-08-01 | CSI_HV_LNI_HV_HVDC | Simple method region | 515345.2824 | 0.9035 | 465614.4627 | TOPE | 0.0035838 | 1668.6586 | Simple method | 1458.5916
2020-08-01 | CSI_HV_LNI_HV_HVDC | Simple method region | 515345.2824 | 0.9035 | 465614.4627 | TRNZ | 0.00096891 | 451.1407 | Simple method | 394.3467
2020-08-01 | CSI_HV_LNI_HV_HVDC | Simple method region | 515345.2824 | 0.9035 | 465614.4627 | TRUG | 0.00023753 | 110.5961 | Simple method | 96.6732
2020-08-01 | CSI_HV_LNI_HV_HVDC | Simple method region | 515345.2824 | 0.9035 | 465614.4627 | UNET | 0.040456 | 18836.7903 | Simple method | 16465.4317
2020-08-01 | CSI_HV_LNI_HV_HVDC | Simple method region | 515345.2824 | 0.9035 | 465614.4627 | UNIS | 0.017805 | 8290.1521 | Simple method | 7246.507
2020-08-01 | CSI_HV_LNI_HV_HVDC | Simple method region | 515345.2824 | 0.9035 | 465614.4627 | VECT | 0.19256 | 89658.7194 | Simple method | 78371.6066
2020-08-01 | CSI_HV_LNI_HV_HVDC | Simple method region | 515345.2824 | 0.9035 | 465614.4627 | WAIP | 0.0051878 | 2415.5167 | Simple method | 2111.4279
2020-08-01 | CSI_HV_LNI_HV_HVDC | Simple method region | 515345.2824 | 0.9035 | 465614.4627 | WATA | 0.0028236 | 1314.7257 | Simple method | 1149.2152
2020-08-01 | CSI_HV_LNI_HV_HVDC | Simple method region | 515345.2824 | 0.9035 | 465614.4627 | WAV1 | 0.0022636 | 1053.9803 | Simple method | 921.295
2020-08-01 | CSI_HV_LNI_HV_HVDC | Simple method region | 515345.2824 | 0.9035 | 465614.4627 | WELE | 0.020812 | 9690.5631 | Simple method | 8470.6207
2020-08-01 | CSI_HV_LNI_HV_HVDC | Simple method region | 515345.2824 | 0.9035 | 465614.4627 | WNST | 0.0052337 | 2436.8838 | Simple method | 2130.1051
2020-08-01 | CSI_HV_LNI_HV_HVDC | Simple method region | 515345.2824 | 0.9035 | 465614.4627 | WPOW | 0.0012537 | 583.7442 | Simple method | 510.2568
2020-08-01 | CSI_HV_LNI_HV_HVDC | Simple method region | 515345.2824 | 0.9035 | 465614.4627 | WTOM | 0.0034973 | 1628.4069 | Simple method | 1423.4072
2020-09-01 | CSI_HV_LNI_HV_HVDC | Simple method region | 449745.0071 | 0.5459 | 245515.7994 | ALPE | 0.0073423 | 1802.6529 | Simple method | 1575.7174
2020-09-01 | CSI_HV_LNI_HV_HVDC | Simple method region | 449745.0071 | 0.5459 | 245515.7994 | BUEL | 0.00032185 | 79.0191 | Simple method | 69.0714
2020-09-01 | CSI_HV_LNI_HV_HVDC | Simple method region | 449745.0071 | 0.5459 | 245515.7994 | CHBP | 0.0012701 | 311.8243 | Simple method | 272.5688
2020-09-01 | CSI_HV_LNI_HV_HVDC | Simple method region | 449745.0071 | 0.5459 | 245515.7994 | COUP | 0.008242 | 2023.5447 | Simple method | 1768.8012
2020-09-01 | CSI_HV_LNI_HV_HVDC | Simple method region | 449745.0071 | 0.5459 | 245515.7994 | CTCT | 0.053302 | 13086.5215 | Simple method | 11439.0627
2020-09-01 | CSI_HV_LNI_HV_HVDC | Simple method region | 449745.0071 | 0.5459 | 245515.7994 | DUNE | 0.0063487 | 1558.7132 | Simple method | 1362.4872
2020-09-01 | CSI_HV_LNI_HV_HVDC | Simple method region | 449745.0071 | 0.5459 | 245515.7994 | EASH | 0.0047757 | 1172.5017 | Simple method | 1024.8958
2020-09-01 | CSI_HV_LNI_HV_HVDC | Simple method region | 449745.0071 | 0.5459 | 245515.7994 | EAST | 0.0034187 | 839.3406 | Simple method | 733.6763
2020-09-01 | CSI_HV_LNI_HV_HVDC | Simple method region | 449745.0071 | 0.5459 | 245515.7994 | GENE | 0.060441 | 14839.2754 | Simple method | 12971.1629
2020-09-01 | CSI_HV_LNI_HV_HVDC | Simple method region | 449745.0071 | 0.5459 | 245515.7994 | HORO | 0.0066011 | 1620.6688 | Simple method | 1416.6432
2020-09-01 | CSI_HV_LNI_HV_HVDC | Simple method region | 449745.0071 | 0.5459 | 245515.7994 | HRZE | 0.0071847 | 1763.9604 | Simple method | 1541.8959
2020-09-01 | CSI_HV_LNI_HV_HVDC | Simple method region | 449745.0071 | 0.5459 | 245515.7994 | KIWI | 1.7866e-05 | 4.3864 | Simple method | 3.8342
2020-09-01 | CSI_HV_LNI_HV_HVDC | Simple method region | 449745.0071 | 0.5459 | 245515.7994 | KUPE | 0.00065922 | 161.85 | Simple method | 141.4748
2020-09-01 | CSI_HV_LNI_HV_HVDC | Simple method region | 449745.0071 | 0.5459 | 245515.7994 | MARL | 0.0031015 | 761.4761 | Simple method | 665.6141
2020-09-01 | CSI_HV_LNI_HV_HVDC | Simple method region | 449745.0071 | 0.5459 | 245515.7994 | MELT | 3.1844e-05 | 7.8181 | Simple method | 6.8339
2020-09-01 | CSI_HV_LNI_HV_HVDC | Simple method region | 449745.0071 | 0.5459 | 245515.7994 | MELW | 1.162e-05 | 2.8528 | Simple method | 2.4936
2020-09-01 | CSI_HV_LNI_HV_HVDC | Simple method region | 449745.0071 | 0.5459 | 245515.7994 | MERI | 0.35033 | 86012.4293 | Simple method | 75184.3469
2020-09-01 | CSI_HV_LNI_HV_HVDC | Simple method region | 449745.0071 | 0.5459 | 245515.7994 | METH | 0.00053341 | 130.9606 | Simple method | 114.474
2020-09-01 | CSI_HV_LNI_HV_HVDC | Simple method region | 449745.0071 | 0.5459 | 245515.7994 | MPOW | 0.0060184 | 1477.6181 | Simple method | 1291.6011
2020-09-01 | CSI_HV_LNI_HV_HVDC | Simple method region | 449745.0071 | 0.5459 | 245515.7994 | MRPL | 0.014205 | 3487.5289 | Simple method | 3048.4848
2020-09-01 | CSI_HV_LNI_HV_HVDC | Simple method region | 449745.0071 | 0.5459 | 245515.7994 | MSVP | 0.0038656 | 949.0631 | Simple method | 829.5858
2020-09-01 | CSI_HV_LNI_HV_HVDC | Simple method region | 449745.0071 | 0.5459 | 245515.7994 | NAPA | 0.0058769 | 1442.8799 | Simple method | 1261.2361
2020-09-01 | CSI_HV_LNI_HV_HVDC | Simple method region | 449745.0071 | 0.5459 | 245515.7994 | NELS | 0.00050036 | 122.8469 | Simple method | 107.3817
2020-09-01 | CSI_HV_LNI_HV_HVDC | Simple method region | 449745.0071 | 0.5459 | 245515.7994 | NPOW | 0.025042 | 6148.2973 | Simple method | 5374.2897
2020-09-01 | CSI_HV_LNI_HV_HVDC | Simple method region | 449745.0071 | 0.5459 | 245515.7994 | NTRG | 0.0035898 | 881.3623 | Simple method | 770.4078
2020-09-01 | CSI_HV_LNI_HV_HVDC | Simple method region | 449745.0071 | 0.5459 | 245515.7994 | NZAS | 0.010782 | 2647.1462 | Simple method | 2313.8977
2020-09-01 | CSI_HV_LNI_HV_HVDC | Simple method region | 449745.0071 | 0.5459 | 245515.7994 | NZST | 0.0091258 | 2240.5313 | Simple method | 1958.4714
2020-09-01 | CSI_HV_LNI_HV_HVDC | Simple method region | 449745.0071 | 0.5459 | 245515.7994 | OMVP | 0.00085614 | 210.1948 | Simple method | 183.7335
2020-09-01 | CSI_HV_LNI_HV_HVDC | Simple method region | 449745.0071 | 0.5459 | 245515.7994 | ORON | 0.03163 | 7765.6258 | Simple method | 6788.0132
2020-09-01 | CSI_HV_LNI_HV_HVDC | Simple method region | 449745.0071 | 0.5459 | 245515.7994 | PANP | 0.010323 | 2534.38 | Simple method | 2215.3276
2020-09-01 | CSI_HV_LNI_HV_HVDC | Simple method region | 449745.0071 | 0.5459 | 245515.7994 | POCO | 0.045621 | 11200.6083 | Simple method | 9790.5666
2020-09-01 | CSI_HV_LNI_HV_HVDC | Simple method region | 449745.0071 | 0.5459 | 245515.7994 | POWN | 0.0041336 | 1014.8537 | Simple method | 887.0941
2020-09-01 | CSI_HV_LNI_HV_HVDC | Simple method region | 449745.0071 | 0.5459 | 245515.7994 | RAYN | 5.6626e-05 | 13.9027 | Simple method | 12.1525
2020-09-01 | CSI_HV_LNI_HV_HVDC | Simple method region | 449745.0071 | 0.5459 | 245515.7994 | SCAN | 0.00088975 | 218.4474 | Simple method | 190.9471
2020-09-01 | CSI_HV_LNI_HV_HVDC | Simple method region | 449745.0071 | 0.5459 | 245515.7994 | SCGL | 2.7401e-05 | 6.7274 | Simple method | 5.8805
2020-09-01 | CSI_HV_LNI_HV_HVDC | Simple method region | 449745.0071 | 0.5459 | 245515.7994 | SHPK | 8.9773e-06 | 2.2041 | Simple method | 1.9266
2020-09-01 | CSI_HV_LNI_HV_HVDC | Simple method region | 449745.0071 | 0.5459 | 245515.7994 | SKOG | 0.0084563 | 2076.1665 | Simple method | 1814.7984
2020-09-01 | CSI_HV_LNI_HV_HVDC | Simple method region | 449745.0071 | 0.5459 | 245515.7994 | SOLE | 2.3365e-07 | 0.057366 | Simple method | 0.050144
2020-09-01 | CSI_HV_LNI_HV_HVDC | Simple method region | 449745.0071 | 0.5459 | 245515.7994 | SOU2 | 6.2353e-05 | 15.3086 | Simple method | 13.3814
2020-09-01 | CSI_HV_LNI_HV_HVDC | Simple method region | 449745.0071 | 0.5459 | 245515.7994 | TARW | 0.0022018 | 540.5812 | Simple method | 472.5276
2020-09-01 | CSI_HV_LNI_HV_HVDC | Simple method region | 449745.0071 | 0.5459 | 245515.7994 | TASM | 0.0060065 | 1474.6904 | Simple method | 1289.042
2020-09-01 | CSI_HV_LNI_HV_HVDC | Simple method region | 449745.0071 | 0.5459 | 245515.7994 | TBOP | 1.4029e-05 | 3.4444 | Simple method | 3.0108
2020-09-01 | CSI_HV_LNI_HV_HVDC | Simple method region | 449745.0071 | 0.5459 | 245515.7994 | TOD3 | 8.6277e-05 | 21.1823 | Simple method | 18.5156
2020-09-01 | CSI_HV_LNI_HV_HVDC | Simple method region | 449745.0071 | 0.5459 | 245515.7994 | TOPE | 0.0035838 | 879.874 | Simple method | 769.1069
2020-09-01 | CSI_HV_LNI_HV_HVDC | Simple method region | 449745.0071 | 0.5459 | 245515.7994 | TRNZ | 0.00096891 | 237.8839 | Simple method | 207.9367
2020-09-01 | CSI_HV_LNI_HV_HVDC | Simple method region | 449745.0071 | 0.5459 | 245515.7994 | TRUG | 0.00023753 | 58.3167 | Simple method | 50.9752
2020-09-01 | CSI_HV_LNI_HV_HVDC | Simple method region | 449745.0071 | 0.5459 | 245515.7994 | UNET | 0.040456 | 9932.53 | Simple method | 8682.1264
2020-09-01 | CSI_HV_LNI_HV_HVDC | Simple method region | 449745.0071 | 0.5459 | 245515.7994 | UNIS | 0.017805 | 4371.349 | Simple method | 3821.041
2020-09-01 | CSI_HV_LNI_HV_HVDC | Simple method region | 449745.0071 | 0.5459 | 245515.7994 | VECT | 0.19256 | 47276.5215 | Simple method | 41324.8925
2020-09-01 | CSI_HV_LNI_HV_HVDC | Simple method region | 449745.0071 | 0.5459 | 245515.7994 | WAIP | 0.0051878 | 1273.6879 | Simple method | 1113.3437
2020-09-01 | CSI_HV_LNI_HV_HVDC | Simple method region | 449745.0071 | 0.5459 | 245515.7994 | WATA | 0.0028236 | 693.2472 | Simple method | 605.9745
2020-09-01 | CSI_HV_LNI_HV_HVDC | Simple method region | 449745.0071 | 0.5459 | 245515.7994 | WAV1 | 0.0022636 | 555.7577 | Simple method | 485.7935
2020-09-01 | CSI_HV_LNI_HV_HVDC | Simple method region | 449745.0071 | 0.5459 | 245515.7994 | WELE | 0.020812 | 5109.7776 | Simple method | 4466.509
2020-09-01 | CSI_HV_LNI_HV_HVDC | Simple method region | 449745.0071 | 0.5459 | 245515.7994 | WNST | 0.0052337 | 1284.9546 | Simple method | 1123.192
2020-09-01 | CSI_HV_LNI_HV_HVDC | Simple method region | 449745.0071 | 0.5459 | 245515.7994 | WPOW | 0.0012537 | 307.8049 | Simple method | 269.0554
2020-09-01 | CSI_HV_LNI_HV_HVDC | Simple method region | 449745.0071 | 0.5459 | 245515.7994 | WTOM | 0.0034973 | 858.6495 | Simple method | 750.5543
2020-10-01 | CSI_HV_LNI_HV_HVDC | Simple method region | 740018.2117 | 0.4566 | 337892.3154 | ALPE | 0.0073423 | 2480.9099 | Simple method | 2168.5888
2020-10-01 | CSI_HV_LNI_HV_HVDC | Simple method region | 740018.2117 | 0.4566 | 337892.3154 | BUEL | 0.00032185 | 108.7504 | Simple method | 95.0598
2020-10-01 | CSI_HV_LNI_HV_HVDC | Simple method region | 740018.2117 | 0.4566 | 337892.3154 | CHBP | 0.0012701 | 429.1497 | Simple method | 375.1241
2020-10-01 | CSI_HV_LNI_HV_HVDC | Simple method region | 740018.2117 | 0.4566 | 337892.3154 | COUP | 0.008242 | 2784.9132 | Simple method | 2434.3212
2020-10-01 | CSI_HV_LNI_HV_HVDC | Simple method region | 740018.2117 | 0.4566 | 337892.3154 | CTCT | 0.053302 | 18010.3889 | Simple method | 15743.0658
2020-10-01 | CSI_HV_LNI_HV_HVDC | Simple method region | 740018.2117 | 0.4566 | 337892.3154 | DUNE | 0.0063487 | 2145.1867 | Simple method | 1875.1297
2020-10-01 | CSI_HV_LNI_HV_HVDC | Simple method region | 740018.2117 | 0.4566 | 337892.3154 | EASH | 0.0047757 | 1613.6612 | Simple method | 1410.5178
2020-10-01 | CSI_HV_LNI_HV_HVDC | Simple method region | 740018.2117 | 0.4566 | 337892.3154 | EAST | 0.0034187 | 1155.1466 | Simple method | 1009.7255
2020-10-01 | CSI_HV_LNI_HV_HVDC | Simple method region | 740018.2117 | 0.4566 | 337892.3154 | GENE | 0.060441 | 20422.6251 | Simple method | 17851.6262
2020-10-01 | CSI_HV_LNI_HV_HVDC | Simple method region | 740018.2117 | 0.4566 | 337892.3154 | HORO | 0.0066011 | 2230.4533 | Simple method | 1949.6621
2020-10-01 | CSI_HV_LNI_HV_HVDC | Simple method region | 740018.2117 | 0.4566 | 337892.3154 | HRZE | 0.0071847 | 2427.6592 | Simple method | 2122.0418
2020-10-01 | CSI_HV_LNI_HV_HVDC | Simple method region | 740018.2117 | 0.4566 | 337892.3154 | KIWI | 1.7866e-05 | 6.0368 | Simple method | 5.2768
2020-10-01 | CSI_HV_LNI_HV_HVDC | Simple method region | 740018.2117 | 0.4566 | 337892.3154 | KUPE | 0.00065922 | 222.7469 | Simple method | 194.7053
2020-10-01 | CSI_HV_LNI_HV_HVDC | Simple method region | 740018.2117 | 0.4566 | 337892.3154 | MARL | 0.0031015 | 1047.9852 | Simple method | 916.0546
2020-10-01 | CSI_HV_LNI_HV_HVDC | Simple method region | 740018.2117 | 0.4566 | 337892.3154 | MELT | 3.1844e-05 | 10.7597 | Simple method | 9.4052
2020-10-01 | CSI_HV_LNI_HV_HVDC | Simple method region | 740018.2117 | 0.4566 | 337892.3154 | MELW | 1.162e-05 | 3.9261 | Simple method | 3.4319
2020-10-01 | CSI_HV_LNI_HV_HVDC | Simple method region | 740018.2117 | 0.4566 | 337892.3154 | MERI | 0.35033 | 118375.025 | Simple method | 103472.8239
2020-10-01 | CSI_HV_LNI_HV_HVDC | Simple method region | 740018.2117 | 0.4566 | 337892.3154 | METH | 0.00053341 | 180.2351 | Simple method | 157.5454
2020-10-01 | CSI_HV_LNI_HV_HVDC | Simple method region | 740018.2117 | 0.4566 | 337892.3154 | MPOW | 0.0060184 | 2033.5791 | Simple method | 1777.5724
2020-10-01 | CSI_HV_LNI_HV_HVDC | Simple method region | 740018.2117 | 0.4566 | 337892.3154 | MRPL | 0.014205 | 4799.7287 | Simple method | 4195.4921
2020-10-01 | CSI_HV_LNI_HV_HVDC | Simple method region | 740018.2117 | 0.4566 | 337892.3154 | MSVP | 0.0038656 | 1306.1528 | Simple method | 1141.7215
2020-10-01 | CSI_HV_LNI_HV_HVDC | Simple method region | 740018.2117 | 0.4566 | 337892.3154 | NAPA | 0.0058769 | 1985.7705 | Simple method | 1735.7824
2020-10-01 | CSI_HV_LNI_HV_HVDC | Simple method region | 740018.2117 | 0.4566 | 337892.3154 | NELS | 0.00050036 | 169.0686 | Simple method | 147.7846
2020-10-01 | CSI_HV_LNI_HV_HVDC | Simple method region | 740018.2117 | 0.4566 | 337892.3154 | NPOW | 0.025042 | 8461.6241 | Simple method | 7396.3924
2020-10-01 | CSI_HV_LNI_HV_HVDC | Simple method region | 740018.2117 | 0.4566 | 337892.3154 | NTRG | 0.0035898 | 1212.9792 | Simple method | 1060.2775
2020-10-01 | CSI_HV_LNI_HV_HVDC | Simple method region | 740018.2117 | 0.4566 | 337892.3154 | NZAS | 0.010782 | 3643.1479 | Simple method | 3184.5129
2020-10-01 | CSI_HV_LNI_HV_HVDC | Simple method region | 740018.2117 | 0.4566 | 337892.3154 | NZST | 0.0091258 | 3083.5421 | Simple method | 2695.3558
2020-10-01 | CSI_HV_LNI_HV_HVDC | Simple method region | 740018.2117 | 0.4566 | 337892.3154 | OMVP | 0.00085614 | 289.2816 | Simple method | 252.8641
2020-10-01 | CSI_HV_LNI_HV_HVDC | Simple method region | 740018.2117 | 0.4566 | 337892.3154 | ORON | 0.03163 | 10687.4803 | Simple method | 9342.0362
2020-10-01 | CSI_HV_LNI_HV_HVDC | Simple method region | 740018.2117 | 0.4566 | 337892.3154 | PANP | 0.010323 | 3487.9528 | Simple method | 3048.8553
2020-10-01 | CSI_HV_LNI_HV_HVDC | Simple method region | 740018.2117 | 0.4566 | 337892.3154 | POCO | 0.045621 | 15414.8917 | Simple method | 13474.315
2020-10-01 | CSI_HV_LNI_HV_HVDC | Simple method region | 740018.2117 | 0.4566 | 337892.3154 | POWN | 0.0041336 | 1396.6974 | Simple method | 1220.8675
2020-10-01 | CSI_HV_LNI_HV_HVDC | Simple method region | 740018.2117 | 0.4566 | 337892.3154 | RAYN | 5.6626e-05 | 19.1336 | Simple method | 16.7249
2020-10-01 | CSI_HV_LNI_HV_HVDC | Simple method region | 740018.2117 | 0.4566 | 337892.3154 | SCAN | 0.00088975 | 300.6393 | Simple method | 262.7919
2020-10-01 | CSI_HV_LNI_HV_HVDC | Simple method region | 740018.2117 | 0.4566 | 337892.3154 | SCGL | 2.7401e-05 | 9.2587 | Simple method | 8.0931
2020-10-01 | CSI_HV_LNI_HV_HVDC | Simple method region | 740018.2117 | 0.4566 | 337892.3154 | SHPK | 8.9773e-06 | 3.0334 | Simple method | 2.6515
2020-10-01 | CSI_HV_LNI_HV_HVDC | Simple method region | 740018.2117 | 0.4566 | 337892.3154 | SKOG | 0.0084563 | 2857.3342 | Simple method | 2497.6252
2020-10-01 | CSI_HV_LNI_HV_HVDC | Simple method region | 740018.2117 | 0.4566 | 337892.3154 | SOLE | 2.3365e-07 | 0.07895 | Simple method | 0.069011
2020-10-01 | CSI_HV_LNI_HV_HVDC | Simple method region | 740018.2117 | 0.4566 | 337892.3154 | SOU2 | 6.2353e-05 | 21.0685 | Simple method | 18.4162
2020-10-01 | CSI_HV_LNI_HV_HVDC | Simple method region | 740018.2117 | 0.4566 | 337892.3154 | TARW | 0.0022018 | 743.9776 | Simple method | 650.3184
2020-10-01 | CSI_HV_LNI_HV_HVDC | Simple method region | 740018.2117 | 0.4566 | 337892.3154 | TASM | 0.0060065 | 2029.5499 | Simple method | 1774.0503
2020-10-01 | CSI_HV_LNI_HV_HVDC | Simple method region | 740018.2117 | 0.4566 | 337892.3154 | TBOP | 1.4029e-05 | 4.7404 | Simple method | 4.1437
2020-10-01 | CSI_HV_LNI_HV_HVDC | Simple method region | 740018.2117 | 0.4566 | 337892.3154 | TOD3 | 8.6277e-05 | 29.1522 | Simple method | 25.4822
2020-10-01 | CSI_HV_LNI_HV_HVDC | Simple method region | 740018.2117 | 0.4566 | 337892.3154 | TOPE | 0.0035838 | 1210.9308 | Simple method | 1058.4871
2020-10-01 | CSI_HV_LNI_HV_HVDC | Simple method region | 740018.2117 | 0.4566 | 337892.3154 | TRNZ | 0.00096891 | 327.3889 | Simple method | 286.174
2020-10-01 | CSI_HV_LNI_HV_HVDC | Simple method region | 740018.2117 | 0.4566 | 337892.3154 | TRUG | 0.00023753 | 80.2587 | Simple method | 70.1549
2020-10-01 | CSI_HV_LNI_HV_HVDC | Simple method region | 740018.2117 | 0.4566 | 337892.3154 | UNET | 0.040456 | 13669.6929 | Simple method | 11948.8188
2020-10-01 | CSI_HV_LNI_HV_HVDC | Simple method region | 740018.2117 | 0.4566 | 337892.3154 | UNIS | 0.017805 | 6016.0904 | Simple method | 5258.7263
2020-10-01 | CSI_HV_LNI_HV_HVDC | Simple method region | 740018.2117 | 0.4566 | 337892.3154 | VECT | 0.19256 | 65064.5431 | Simple method | 56873.5848
2020-10-01 | CSI_HV_LNI_HV_HVDC | Simple method region | 740018.2117 | 0.4566 | 337892.3154 | WAIP | 0.0051878 | 1752.9192 | Simple method | 1532.2446
2020-10-01 | CSI_HV_LNI_HV_HVDC | Simple method region | 740018.2117 | 0.4566 | 337892.3154 | WATA | 0.0028236 | 954.0848 | Simple method | 833.9753
2020-10-01 | CSI_HV_LNI_HV_HVDC | Simple method region | 740018.2117 | 0.4566 | 337892.3154 | WAV1 | 0.0022636 | 764.8642 | Simple method | 668.5757
2020-10-01 | CSI_HV_LNI_HV_HVDC | Simple method region | 740018.2117 | 0.4566 | 337892.3154 | WELE | 0.020812 | 7032.3563 | Simple method | 6147.0548
2020-10-01 | CSI_HV_LNI_HV_HVDC | Simple method region | 740018.2117 | 0.4566 | 337892.3154 | WNST | 0.0052337 | 1768.4251 | Simple method | 1545.7985
2020-10-01 | CSI_HV_LNI_HV_HVDC | Simple method region | 740018.2117 | 0.4566 | 337892.3154 | WPOW | 0.0012537 | 423.618 | Simple method | 370.2888
2020-10-01 | CSI_HV_LNI_HV_HVDC | Simple method region | 740018.2117 | 0.4566 | 337892.3154 | WTOM | 0.0034973 | 1181.7205 | Simple method | 1032.9541
2020-11-01 | CSI_HV_LNI_HV_HVDC | Simple method region | 719468.4267 | 0.545 | 392110.2926 | ALPE | 0.0073423 | 2878.995 | Simple method | 2516.5591
2020-11-01 | CSI_HV_LNI_HV_HVDC | Simple method region | 719468.4267 | 0.545 | 392110.2926 | BUEL | 0.00032185 | 126.2004 | Simple method | 110.3131
2020-11-01 | CSI_HV_LNI_HV_HVDC | Simple method region | 719468.4267 | 0.545 | 392110.2926 | CHBP | 0.0012701 | 498.0108 | Simple method | 435.3163
2020-11-01 | CSI_HV_LNI_HV_HVDC | Simple method region | 719468.4267 | 0.545 | 392110.2926 | COUP | 0.008242 | 3231.7786 | Simple method | 2824.9308
2020-11-01 | CSI_HV_LNI_HV_HVDC | Simple method region | 719468.4267 | 0.545 | 392110.2926 | CTCT | 0.053302 | 20900.324 | Simple method | 18269.1877
2020-11-01 | CSI_HV_LNI_HV_HVDC | Simple method region | 719468.4267 | 0.545 | 392110.2926 | DUNE | 0.0063487 | 2489.4019 | Simple method | 2176.0118
2020-11-01 | CSI_HV_LNI_HV_HVDC | Simple method region | 719468.4267 | 0.545 | 392110.2926 | EASH | 0.0047757 | 1872.5882 | Simple method | 1636.8486
2020-11-01 | CSI_HV_LNI_HV_HVDC | Simple method region | 719468.4267 | 0.545 | 392110.2926 | EAST | 0.0034187 | 1340.5007 | Simple method | 1171.7454
2020-11-01 | CSI_HV_LNI_HV_HVDC | Simple method region | 719468.4267 | 0.545 | 392110.2926 | GENE | 0.060441 | 23699.626 | Simple method | 20716.0863
2020-11-01 | CSI_HV_LNI_HV_HVDC | Simple method region | 719468.4267 | 0.545 | 392110.2926 | HORO | 0.0066011 | 2588.3503 | Simple method | 2262.5036
2020-11-01 | CSI_HV_LNI_HV_HVDC | Simple method region | 719468.4267 | 0.545 | 392110.2926 | HRZE | 0.0071847 | 2817.1997 | Simple method | 2462.5432
2020-11-01 | CSI_HV_LNI_HV_HVDC | Simple method region | 719468.4267 | 0.545 | 392110.2926 | KIWI | 1.7866e-05 | 7.0054 | Simple method | 6.1235
2020-11-01 | CSI_HV_LNI_HV_HVDC | Simple method region | 719468.4267 | 0.545 | 392110.2926 | KUPE | 0.00065922 | 258.4887 | Simple method | 225.9476
2020-11-01 | CSI_HV_LNI_HV_HVDC | Simple method region | 719468.4267 | 0.545 | 392110.2926 | MARL | 0.0031015 | 1216.1442 | Simple method | 1063.0442
2020-11-01 | CSI_HV_LNI_HV_HVDC | Simple method region | 719468.4267 | 0.545 | 392110.2926 | MELT | 3.1844e-05 | 12.4862 | Simple method | 10.9143
2020-11-01 | CSI_HV_LNI_HV_HVDC | Simple method region | 719468.4267 | 0.545 | 392110.2926 | MELW | 1.162e-05 | 4.5561 | Simple method | 3.9826
2020-11-01 | CSI_HV_LNI_HV_HVDC | Simple method region | 719468.4267 | 0.545 | 392110.2926 | MERI | 0.35033 | 137369.4031 | Simple method | 120076.0047
2020-11-01 | CSI_HV_LNI_HV_HVDC | Simple method region | 719468.4267 | 0.545 | 392110.2926 | METH | 0.00053341 | 209.1556 | Simple method | 182.825
2020-11-01 | CSI_HV_LNI_HV_HVDC | Simple method region | 719468.4267 | 0.545 | 392110.2926 | MPOW | 0.0060184 | 2359.8859 | Simple method | 2062.8005
2020-11-01 | CSI_HV_LNI_HV_HVDC | Simple method region | 719468.4267 | 0.545 | 392110.2926 | MRPL | 0.014205 | 5569.89 | Simple method | 4868.698
2020-11-01 | CSI_HV_LNI_HV_HVDC | Simple method region | 719468.4267 | 0.545 | 392110.2926 | MSVP | 0.0038656 | 1515.7372 | Simple method | 1324.9214
2020-11-01 | CSI_HV_LNI_HV_HVDC | Simple method region | 719468.4267 | 0.545 | 392110.2926 | NAPA | 0.0058769 | 2304.4059 | Simple method | 2014.3049
2020-11-01 | CSI_HV_LNI_HV_HVDC | Simple method region | 719468.4267 | 0.545 | 392110.2926 | NELS | 0.00050036 | 196.1972 | Simple method | 171.498
2020-11-01 | CSI_HV_LNI_HV_HVDC | Simple method region | 719468.4267 | 0.545 | 392110.2926 | NPOW | 0.025042 | 9819.3707 | Simple method | 8583.2127
2020-11-01 | CSI_HV_LNI_HV_HVDC | Simple method region | 719468.4267 | 0.545 | 392110.2926 | NTRG | 0.0035898 | 1407.613 | Simple method | 1230.409
2020-11-01 | CSI_HV_LNI_HV_HVDC | Simple method region | 719468.4267 | 0.545 | 392110.2926 | NZAS | 0.010782 | 4227.725 | Simple method | 3695.4978
2020-11-01 | CSI_HV_LNI_HV_HVDC | Simple method region | 719468.4267 | 0.545 | 392110.2926 | NZST | 0.0091258 | 3578.3252 | Simple method | 3127.8508
2020-11-01 | CSI_HV_LNI_HV_HVDC | Simple method region | 719468.4267 | 0.545 | 392110.2926 | OMVP | 0.00085614 | 335.6996 | Simple method | 293.4385
2020-11-01 | CSI_HV_LNI_HV_HVDC | Simple method region | 719468.4267 | 0.545 | 392110.2926 | ORON | 0.03163 | 12402.3863 | Simple method | 10841.0531
2020-11-01 | CSI_HV_LNI_HV_HVDC | Simple method region | 719468.4267 | 0.545 | 392110.2926 | PANP | 0.010323 | 4047.6274 | Simple method | 3538.0726
2020-11-01 | CSI_HV_LNI_HV_HVDC | Simple method region | 719468.4267 | 0.545 | 392110.2926 | POCO | 0.045621 | 17888.355 | Simple method | 15636.3947
2020-11-01 | CSI_HV_LNI_HV_HVDC | Simple method region | 719468.4267 | 0.545 | 392110.2926 | POWN | 0.0041336 | 1620.8106 | Simple method | 1416.7671
2020-11-01 | CSI_HV_LNI_HV_HVDC | Simple method region | 719468.4267 | 0.545 | 392110.2926 | RAYN | 5.6626e-05 | 22.2038 | Simple method | 19.4086
2020-11-01 | CSI_HV_LNI_HV_HVDC | Simple method region | 719468.4267 | 0.545 | 392110.2926 | SCAN | 0.00088975 | 348.8797 | Simple method | 304.9593
2020-11-01 | CSI_HV_LNI_HV_HVDC | Simple method region | 719468.4267 | 0.545 | 392110.2926 | SCGL | 2.7401e-05 | 10.7443 | Simple method | 9.3917
2020-11-01 | CSI_HV_LNI_HV_HVDC | Simple method region | 719468.4267 | 0.545 | 392110.2926 | SHPK | 8.9773e-06 | 3.5201 | Simple method | 3.0769
2020-11-01 | CSI_HV_LNI_HV_HVDC | Simple method region | 719468.4267 | 0.545 | 392110.2926 | SKOG | 0.0084563 | 3315.8202 | Simple method | 2898.3924
2020-11-01 | CSI_HV_LNI_HV_HVDC | Simple method region | 719468.4267 | 0.545 | 392110.2926 | SOLE | 2.3365e-07 | 0.091618 | Simple method | 0.080084
2020-11-01 | CSI_HV_LNI_HV_HVDC | Simple method region | 719468.4267 | 0.545 | 392110.2926 | SOU2 | 6.2353e-05 | 24.4492 | Simple method | 21.3713
2020-11-01 | CSI_HV_LNI_HV_HVDC | Simple method region | 719468.4267 | 0.545 | 392110.2926 | TARW | 0.0022018 | 863.3557 | Simple method | 754.6681
2020-11-01 | CSI_HV_LNI_HV_HVDC | Simple method region | 719468.4267 | 0.545 | 392110.2926 | TASM | 0.0060065 | 2355.2101 | Simple method | 2058.7133
2020-11-01 | CSI_HV_LNI_HV_HVDC | Simple method region | 719468.4267 | 0.545 | 392110.2926 | TBOP | 1.4029e-05 | 5.5011 | Simple method | 4.8085
2020-11-01 | CSI_HV_LNI_HV_HVDC | Simple method region | 719468.4267 | 0.545 | 392110.2926 | TOD3 | 8.6277e-05 | 33.83 | Simple method | 29.5711
2020-11-01 | CSI_HV_LNI_HV_HVDC | Simple method region | 719468.4267 | 0.545 | 392110.2926 | TOPE | 0.0035838 | 1405.236 | Simple method | 1228.3312
2020-11-01 | CSI_HV_LNI_HV_HVDC | Simple method region | 719468.4267 | 0.545 | 392110.2926 | TRNZ | 0.00096891 | 379.9215 | Simple method | 332.0932
2020-11-01 | CSI_HV_LNI_HV_HVDC | Simple method region | 719468.4267 | 0.545 | 392110.2926 | TRUG | 0.00023753 | 93.1369 | Simple method | 81.4119
2020-11-01 | CSI_HV_LNI_HV_HVDC | Simple method region | 719468.4267 | 0.545 | 392110.2926 | UNET | 0.040456 | 15863.1227 | Simple method | 13866.1183
2020-11-01 | CSI_HV_LNI_HV_HVDC | Simple method region | 719468.4267 | 0.545 | 392110.2926 | UNIS | 0.017805 | 6981.4282 | Simple method | 6102.5381
2020-11-01 | CSI_HV_LNI_HV_HVDC | Simple method region | 719468.4267 | 0.545 | 392110.2926 | VECT | 0.19256 | 75504.7566 | Simple method | 65999.4825
2020-11-01 | CSI_HV_LNI_HV_HVDC | Simple method region | 719468.4267 | 0.545 | 392110.2926 | WAIP | 0.0051878 | 2034.1914 | Simple method | 1778.1076
2020-11-01 | CSI_HV_LNI_HV_HVDC | Simple method region | 719468.4267 | 0.545 | 392110.2926 | WATA | 0.0028236 | 1107.1766 | Simple method | 967.7945
2020-11-01 | CSI_HV_LNI_HV_HVDC | Simple method region | 719468.4267 | 0.545 | 392110.2926 | WAV1 | 0.0022636 | 887.5938 | Simple method | 775.8549
2020-11-01 | CSI_HV_LNI_HV_HVDC | Simple method region | 719468.4267 | 0.545 | 392110.2926 | WELE | 0.020812 | 8160.7636 | Simple method | 7133.4072
2020-11-01 | CSI_HV_LNI_HV_HVDC | Simple method region | 719468.4267 | 0.545 | 392110.2926 | WNST | 0.0052337 | 2052.1854 | Simple method | 1793.8363
2020-11-01 | CSI_HV_LNI_HV_HVDC | Simple method region | 719468.4267 | 0.545 | 392110.2926 | WPOW | 0.0012537 | 491.5915 | Simple method | 429.7051
2020-11-01 | CSI_HV_LNI_HV_HVDC | Simple method region | 719468.4267 | 0.545 | 392110.2926 | WTOM | 0.0034973 | 1371.3386 | Simple method | 1198.7012
2020-12-01 | CSI_HV_LNI_HV_HVDC | Simple method region | 535845.8468 | 0.5907 | 316524.1417 | ALPE | 0.0073423 | 2324.0181 | Simple method | 2031.4481
2020-12-01 | CSI_HV_LNI_HV_HVDC | Simple method region | 535845.8468 | 0.5907 | 316524.1417 | BUEL | 0.00032185 | 101.8731 | Simple method | 89.0483
2020-12-01 | CSI_HV_LNI_HV_HVDC | Simple method region | 535845.8468 | 0.5907 | 316524.1417 | CHBP | 0.0012701 | 402.0104 | Simple method | 351.4014
2020-12-01 | CSI_HV_LNI_HV_HVDC | Simple method region | 535845.8468 | 0.5907 | 316524.1417 | COUP | 0.008242 | 2608.7965 | Simple method | 2280.3758
2020-12-01 | CSI_HV_LNI_HV_HVDC | Simple method region | 535845.8468 | 0.5907 | 316524.1417 | CTCT | 0.053302 | 16871.4192 | Simple method | 14747.4806
2020-12-01 | CSI_HV_LNI_HV_HVDC | Simple method region | 535845.8468 | 0.5907 | 316524.1417 | DUNE | 0.0063487 | 2009.5259 | Simple method | 1756.5472
2020-12-01 | CSI_HV_LNI_HV_HVDC | Simple method region | 535845.8468 | 0.5907 | 316524.1417 | EASH | 0.0047757 | 1511.6139 | Simple method | 1321.3172
2020-12-01 | CSI_HV_LNI_HV_HVDC | Simple method region | 535845.8468 | 0.5907 | 316524.1417 | EAST | 0.0034187 | 1082.0956 | Simple method | 945.8709
2020-12-01 | CSI_HV_LNI_HV_HVDC | Simple method region | 535845.8468 | 0.5907 | 316524.1417 | GENE | 0.060441 | 19131.1066 | Simple method | 16722.6965
2020-12-01 | CSI_HV_LNI_HV_HVDC | Simple method region | 535845.8468 | 0.5907 | 316524.1417 | HORO | 0.0066011 | 2089.4003 | Simple method | 1826.3663
2020-12-01 | CSI_HV_LNI_HV_HVDC | Simple method region | 535845.8468 | 0.5907 | 316524.1417 | HRZE | 0.0071847 | 2274.135 | Simple method | 1987.8447
2020-12-01 | CSI_HV_LNI_HV_HVDC | Simple method region | 535845.8468 | 0.5907 | 316524.1417 | KIWI | 1.7866e-05 | 5.655 | Simple method | 4.9431
2020-12-01 | CSI_HV_LNI_HV_HVDC | Simple method region | 535845.8468 | 0.5907 | 316524.1417 | KUPE | 0.00065922 | 208.6604 | Simple method | 182.3922
2020-12-01 | CSI_HV_LNI_HV_HVDC | Simple method region | 535845.8468 | 0.5907 | 316524.1417 | MARL | 0.0031015 | 981.7111 | Simple method | 858.1237
2020-12-01 | CSI_HV_LNI_HV_HVDC | Simple method region | 535845.8468 | 0.5907 | 316524.1417 | MELT | 3.1844e-05 | 10.0793 | Simple method | 8.8104
2020-12-01 | CSI_HV_LNI_HV_HVDC | Simple method region | 535845.8468 | 0.5907 | 316524.1417 | MELW | 1.162e-05 | 3.6779 | Simple method | 3.2149
2020-12-01 | CSI_HV_LNI_HV_HVDC | Simple method region | 535845.8468 | 0.5907 | 316524.1417 | MERI | 0.35033 | 110889.0361 | Simple method | 96929.2443
2020-12-01 | CSI_HV_LNI_HV_HVDC | Simple method region | 535845.8468 | 0.5907 | 316524.1417 | METH | 0.00053341 | 168.8372 | Simple method | 147.5823
2020-12-01 | CSI_HV_LNI_HV_HVDC | Simple method region | 535845.8468 | 0.5907 | 316524.1417 | MPOW | 0.0060184 | 1904.9764 | Simple method | 1665.1594
2020-12-01 | CSI_HV_LNI_HV_HVDC | Simple method region | 535845.8468 | 0.5907 | 316524.1417 | MRPL | 0.014205 | 4496.1958 | Simple method | 3930.1709
2020-12-01 | CSI_HV_LNI_HV_HVDC | Simple method region | 535845.8468 | 0.5907 | 316524.1417 | MSVP | 0.0038656 | 1223.5522 | Simple method | 1069.5195
2020-12-01 | CSI_HV_LNI_HV_HVDC | Simple method region | 535845.8468 | 0.5907 | 316524.1417 | NAPA | 0.0058769 | 1860.1912 | Simple method | 1626.0122
2020-12-01 | CSI_HV_LNI_HV_HVDC | Simple method region | 535845.8468 | 0.5907 | 316524.1417 | NELS | 0.00050036 | 158.3768 | Simple method | 138.4388
2020-12-01 | CSI_HV_LNI_HV_HVDC | Simple method region | 535845.8468 | 0.5907 | 316524.1417 | NPOW | 0.025042 | 7926.5144 | Simple method | 6928.6476
2020-12-01 | CSI_HV_LNI_HV_HVDC | Simple method region | 535845.8468 | 0.5907 | 316524.1417 | NTRG | 0.0035898 | 1136.2708 | Simple method | 993.226
2020-12-01 | CSI_HV_LNI_HV_HVDC | Simple method region | 535845.8468 | 0.5907 | 316524.1417 | NZAS | 0.010782 | 3412.7567 | Simple method | 2983.1256
2020-12-01 | CSI_HV_LNI_HV_HVDC | Simple method region | 535845.8468 | 0.5907 | 316524.1417 | NZST | 0.0091258 | 2888.5402 | Simple method | 2524.9026
2020-12-01 | CSI_HV_LNI_HV_HVDC | Simple method region | 535845.8468 | 0.5907 | 316524.1417 | OMVP | 0.00085614 | 270.9876 | Simple method | 236.873
2020-12-01 | CSI_HV_LNI_HV_HVDC | Simple method region | 535845.8468 | 0.5907 | 316524.1417 | ORON | 0.03163 | 10011.6084 | Simple method | 8751.2496
2020-12-01 | CSI_HV_LNI_HV_HVDC | Simple method region | 535845.8468 | 0.5907 | 316524.1417 | PANP | 0.010323 | 3267.3761 | Simple method | 2856.047
2020-12-01 | CSI_HV_LNI_HV_HVDC | Simple method region | 535845.8468 | 0.5907 | 316524.1417 | POCO | 0.045621 | 14440.0602 | Simple method | 12622.2048
2020-12-01 | CSI_HV_LNI_HV_HVDC | Simple method region | 535845.8468 | 0.5907 | 316524.1417 | POWN | 0.0041336 | 1308.3708 | Simple method | 1143.6604
2020-12-01 | CSI_HV_LNI_HV_HVDC | Simple method region | 535845.8468 | 0.5907 | 316524.1417 | RAYN | 5.6626e-05 | 17.9236 | Simple method | 15.6672
2020-12-01 | CSI_HV_LNI_HV_HVDC | Simple method region | 535845.8468 | 0.5907 | 316524.1417 | SCAN | 0.00088975 | 281.627 | Simple method | 246.173
2020-12-01 | CSI_HV_LNI_HV_HVDC | Simple method region | 535845.8468 | 0.5907 | 316524.1417 | SCGL | 2.7401e-05 | 8.6732 | Simple method | 7.5813
2020-12-01 | CSI_HV_LNI_HV_HVDC | Simple method region | 535845.8468 | 0.5907 | 316524.1417 | SHPK | 8.9773e-06 | 2.8415 | Simple method | 2.4838
2020-12-01 | CSI_HV_LNI_HV_HVDC | Simple method region | 535845.8468 | 0.5907 | 316524.1417 | SKOG | 0.0084563 | 2676.6376 | Simple method | 2339.6764
2020-12-01 | CSI_HV_LNI_HV_HVDC | Simple method region | 535845.8468 | 0.5907 | 316524.1417 | SOLE | 2.3365e-07 | 0.073957 | Simple method | 0.064646
2020-12-01 | CSI_HV_LNI_HV_HVDC | Simple method region | 535845.8468 | 0.5907 | 316524.1417 | SOU2 | 6.2353e-05 | 19.7362 | Simple method | 17.2516
2020-12-01 | CSI_HV_LNI_HV_HVDC | Simple method region | 535845.8468 | 0.5907 | 316524.1417 | TARW | 0.0022018 | 696.9287 | Simple method | 609.1925
2020-12-01 | CSI_HV_LNI_HV_HVDC | Simple method region | 535845.8468 | 0.5907 | 316524.1417 | TASM | 0.0060065 | 1901.2019 | Simple method | 1661.8601
2020-12-01 | CSI_HV_LNI_HV_HVDC | Simple method region | 535845.8468 | 0.5907 | 316524.1417 | TBOP | 1.4029e-05 | 4.4406 | Simple method | 3.8816
2020-12-01 | CSI_HV_LNI_HV_HVDC | Simple method region | 535845.8468 | 0.5907 | 316524.1417 | TOD3 | 8.6277e-05 | 27.3086 | Simple method | 23.8708
2020-12-01 | CSI_HV_LNI_HV_HVDC | Simple method region | 535845.8468 | 0.5907 | 316524.1417 | TOPE | 0.0035838 | 1134.352 | Simple method | 991.5488
2020-12-01 | CSI_HV_LNI_HV_HVDC | Simple method region | 535845.8468 | 0.5907 | 316524.1417 | TRNZ | 0.00096891 | 306.6849 | Simple method | 268.0764
2020-12-01 | CSI_HV_LNI_HV_HVDC | Simple method region | 535845.8468 | 0.5907 | 316524.1417 | TRUG | 0.00023753 | 75.1831 | Simple method | 65.7183
2020-12-01 | CSI_HV_LNI_HV_HVDC | Simple method region | 535845.8468 | 0.5907 | 316524.1417 | UNET | 0.040456 | 12805.227 | Simple method | 11193.1803
2020-12-01 | CSI_HV_LNI_HV_HVDC | Simple method region | 535845.8468 | 0.5907 | 316524.1417 | UNIS | 0.017805 | 5635.6352 | Simple method | 4926.1666
2020-12-01 | CSI_HV_LNI_HV_HVDC | Simple method region | 535845.8468 | 0.5907 | 316524.1417 | VECT | 0.19256 | 60949.8877 | Simple method | 53276.9222
2020-12-01 | CSI_HV_LNI_HV_HVDC | Simple method region | 535845.8468 | 0.5907 | 316524.1417 | WAIP | 0.0051878 | 1642.0653 | Simple method | 1435.3461
2020-12-01 | CSI_HV_LNI_HV_HVDC | Simple method region | 535845.8468 | 0.5907 | 316524.1417 | WATA | 0.0028236 | 893.7489 | Simple method | 781.2351
2020-12-01 | CSI_HV_LNI_HV_HVDC | Simple method region | 535845.8468 | 0.5907 | 316524.1417 | WAV1 | 0.0022636 | 716.4945 | Simple method | 626.2952
2020-12-01 | CSI_HV_LNI_HV_HVDC | Simple method region | 535845.8468 | 0.5907 | 316524.1417 | WELE | 0.020812 | 6587.633 | Simple method | 5758.3176
2020-12-01 | CSI_HV_LNI_HV_HVDC | Simple method region | 535845.8468 | 0.5907 | 316524.1417 | WNST | 0.0052337 | 1656.5906 | Simple method | 1448.0428
2020-12-01 | CSI_HV_LNI_HV_HVDC | Simple method region | 535845.8468 | 0.5907 | 316524.1417 | WPOW | 0.0012537 | 396.8286 | Simple method | 346.8719
2020-12-01 | CSI_HV_LNI_HV_HVDC | Simple method region | 535845.8468 | 0.5907 | 316524.1417 | WTOM | 0.0034973 | 1106.989 | Simple method | 967.6305
2021-01-01 | CSI_HV_LNI_HV_HVDC | Simple method region | 417027.9757 | 0.674 | 281076.8556 | ALPE | 0.0073423 | 2063.7532 | Simple method | 1803.9478
2021-01-01 | CSI_HV_LNI_HV_HVDC | Simple method region | 417027.9757 | 0.674 | 281076.8556 | BUEL | 0.00032185 | 90.4644 | Simple method | 79.0758
2021-01-01 | CSI_HV_LNI_HV_HVDC | Simple method region | 417027.9757 | 0.674 | 281076.8556 | CHBP | 0.0012701 | 356.9896 | Simple method | 312.0483
2021-01-01 | CSI_HV_LNI_HV_HVDC | Simple method region | 417027.9757 | 0.674 | 281076.8556 | COUP | 0.008242 | 2316.6394 | Simple method | 2024.9983
2021-01-01 | CSI_HV_LNI_HV_HVDC | Simple method region | 417027.9757 | 0.674 | 281076.8556 | CTCT | 0.053302 | 14982.0024 | Simple method | 13095.922
2021-01-01 | CSI_HV_LNI_HV_HVDC | Simple method region | 417027.9757 | 0.674 | 281076.8556 | DUNE | 0.0063487 | 1784.4807 | Simple method | 1559.8329
2021-01-01 | CSI_HV_LNI_HV_HVDC | Simple method region | 417027.9757 | 0.674 | 281076.8556 | EASH | 0.0047757 | 1342.3295 | Simple method | 1173.344
2021-01-01 | CSI_HV_LNI_HV_HVDC | Simple method region | 417027.9757 | 0.674 | 281076.8556 | EAST | 0.0034187 | 960.9126 | Simple method | 839.9436
2021-01-01 | CSI_HV_LNI_HV_HVDC | Simple method region | 417027.9757 | 0.674 | 281076.8556 | GENE | 0.060441 | 16988.6292 | Simple method | 14849.9351
2021-01-01 | CSI_HV_LNI_HV_HVDC | Simple method region | 417027.9757 | 0.674 | 281076.8556 | HORO | 0.0066011 | 1855.41 | Simple method | 1621.833
2021-01-01 | CSI_HV_LNI_HV_HVDC | Simple method region | 417027.9757 | 0.674 | 281076.8556 | HRZE | 0.0071847 | 2019.4564 | Simple method | 1765.2276
2021-01-01 | CSI_HV_LNI_HV_HVDC | Simple method region | 417027.9757 | 0.674 | 281076.8556 | KIWI | 1.7866e-05 | 5.0217 | Simple method | 4.3895
2021-01-01 | CSI_HV_LNI_HV_HVDC | Simple method region | 417027.9757 | 0.674 | 281076.8556 | KUPE | 0.00065922 | 185.2927 | Simple method | 161.9663
2021-01-01 | CSI_HV_LNI_HV_HVDC | Simple method region | 417027.9757 | 0.674 | 281076.8556 | MARL | 0.0031015 | 871.77 | Simple method | 762.0231
2021-01-01 | CSI_HV_LNI_HV_HVDC | Simple method region | 417027.9757 | 0.674 | 281076.8556 | MELT | 3.1844e-05 | 8.9505 | Simple method | 7.8237
2021-01-01 | CSI_HV_LNI_HV_HVDC | Simple method region | 417027.9757 | 0.674 | 281076.8556 | MELW | 1.162e-05 | 3.266 | Simple method | 2.8548
2021-01-01 | CSI_HV_LNI_HV_HVDC | Simple method region | 417027.9757 | 0.674 | 281076.8556 | MERI | 0.35033 | 98470.6614 | Simple method | 86074.2155
2021-01-01 | CSI_HV_LNI_HV_HVDC | Simple method region | 417027.9757 | 0.674 | 281076.8556 | METH | 0.00053341 | 149.9292 | Simple method | 131.0547
2021-01-01 | CSI_HV_LNI_HV_HVDC | Simple method region | 417027.9757 | 0.674 | 281076.8556 | MPOW | 0.0060184 | 1691.6396 | Simple method | 1478.6795
2021-01-01 | CSI_HV_LNI_HV_HVDC | Simple method region | 417027.9757 | 0.674 | 281076.8556 | MRPL | 0.014205 | 3992.6704 | Simple method | 3490.0342
2021-01-01 | CSI_HV_LNI_HV_HVDC | Simple method region | 417027.9757 | 0.674 | 281076.8556 | MSVP | 0.0038656 | 1086.5276 | Simple method | 949.7449
2021-01-01 | CSI_HV_LNI_HV_HVDC | Simple method region | 417027.9757 | 0.674 | 281076.8556 | NAPA | 0.0058769 | 1651.8699 | Simple method | 1443.9164
2021-01-01 | CSI_HV_LNI_HV_HVDC | Simple method region | 417027.9757 | 0.674 | 281076.8556 | NELS | 0.00050036 | 140.6403 | Simple method | 122.9351
2021-01-01 | CSI_HV_LNI_HV_HVDC | Simple method region | 417027.9757 | 0.674 | 281076.8556 | NPOW | 0.025042 | 7038.8304 | Simple method | 6152.7139
2021-01-01 | CSI_HV_LNI_HV_HVDC | Simple method region | 417027.9757 | 0.674 | 281076.8556 | NTRG | 0.0035898 | 1009.0208 | Simple method | 881.9954
2021-01-01 | CSI_HV_LNI_HV_HVDC | Simple method region | 417027.9757 | 0.674 | 281076.8556 | NZAS | 0.010782 | 3030.5648 | Simple method | 2649.0478
2021-01-01 | CSI_HV_LNI_HV_HVDC | Simple method region | 417027.9757 | 0.674 | 281076.8556 | NZST | 0.0091258 | 2565.0549 | Simple method | 2242.1408
2021-01-01 | CSI_HV_LNI_HV_HVDC | Simple method region | 417027.9757 | 0.674 | 281076.8556 | OMVP | 0.00085614 | 240.6399 | Simple method | 210.3458
2021-01-01 | CSI_HV_LNI_HV_HVDC | Simple method region | 417027.9757 | 0.674 | 281076.8556 | ORON | 0.03163 | 8890.4163 | Simple method | 7771.2041
2021-01-01 | CSI_HV_LNI_HV_HVDC | Simple method region | 417027.9757 | 0.674 | 281076.8556 | PANP | 0.010323 | 2901.4652 | Simple method | 2536.2005
2021-01-01 | CSI_HV_LNI_HV_HVDC | Simple method region | 417027.9757 | 0.674 | 281076.8556 | POCO | 0.045621 | 12822.9294 | Simple method | 11208.6541
2021-01-01 | CSI_HV_LNI_HV_HVDC | Simple method region | 417027.9757 | 0.674 | 281076.8556 | POWN | 0.0041336 | 1161.8474 | Simple method | 1015.5828
2021-01-01 | CSI_HV_LNI_HV_HVDC | Simple method region | 417027.9757 | 0.674 | 281076.8556 | RAYN | 5.6626e-05 | 15.9164 | Simple method | 13.9127
2021-01-01 | CSI_HV_LNI_HV_HVDC | Simple method region | 417027.9757 | 0.674 | 281076.8556 | SCAN | 0.00088975 | 250.0878 | Simple method | 218.6043
2021-01-01 | CSI_HV_LNI_HV_HVDC | Simple method region | 417027.9757 | 0.674 | 281076.8556 | SCGL | 2.7401e-05 | 7.7019 | Simple method | 6.7323
2021-01-01 | CSI_HV_LNI_HV_HVDC | Simple method region | 417027.9757 | 0.674 | 281076.8556 | SHPK | 8.9773e-06 | 2.5233 | Simple method | 2.2057
2021-01-01 | CSI_HV_LNI_HV_HVDC | Simple method region | 417027.9757 | 0.674 | 281076.8556 | SKOG | 0.0084563 | 2376.8831 | Simple method | 2077.6579
2021-01-01 | CSI_HV_LNI_HV_HVDC | Simple method region | 417027.9757 | 0.674 | 281076.8556 | SOLE | 2.3365e-07 | 0.065675 | Simple method | 0.057407
2021-01-01 | CSI_HV_LNI_HV_HVDC | Simple method region | 417027.9757 | 0.674 | 281076.8556 | SOU2 | 6.2353e-05 | 17.5259 | Simple method | 15.3196
2021-01-01 | CSI_HV_LNI_HV_HVDC | Simple method region | 417027.9757 | 0.674 | 281076.8556 | TARW | 0.0022018 | 618.8802 | Simple method | 540.9696
2021-01-01 | CSI_HV_LNI_HV_HVDC | Simple method region | 417027.9757 | 0.674 | 281076.8556 | TASM | 0.0060065 | 1688.2878 | Simple method | 1475.7497
2021-01-01 | CSI_HV_LNI_HV_HVDC | Simple method region | 417027.9757 | 0.674 | 281076.8556 | TBOP | 1.4029e-05 | 3.9433 | Simple method | 3.4469
2021-01-01 | CSI_HV_LNI_HV_HVDC | Simple method region | 417027.9757 | 0.674 | 281076.8556 | TOD3 | 8.6277e-05 | 24.2504 | Simple method | 21.1975
2021-01-01 | CSI_HV_LNI_HV_HVDC | Simple method region | 417027.9757 | 0.674 | 281076.8556 | TOPE | 0.0035838 | 1007.3169 | Simple method | 880.506
2021-01-01 | CSI_HV_LNI_HV_HVDC | Simple method region | 417027.9757 | 0.674 | 281076.8556 | TRNZ | 0.00096891 | 272.3395 | Simple method | 238.0548
2021-01-01 | CSI_HV_LNI_HV_HVDC | Simple method region | 417027.9757 | 0.674 | 281076.8556 | TRUG | 0.00023753 | 66.7634 | Simple method | 58.3586
2021-01-01 | CSI_HV_LNI_HV_HVDC | Simple method region | 417027.9757 | 0.674 | 281076.8556 | UNET | 0.040456 | 11371.1798 | Simple method | 9939.665
2021-01-01 | CSI_HV_LNI_HV_HVDC | Simple method region | 417027.9757 | 0.674 | 281076.8556 | UNIS | 0.017805 | 5004.5049 | Simple method | 4374.4891
2021-01-01 | CSI_HV_LNI_HV_HVDC | Simple method region | 417027.9757 | 0.674 | 281076.8556 | VECT | 0.19256 | 54124.1584 | Simple method | 47310.4822
2021-01-01 | CSI_HV_LNI_HV_HVDC | Simple method region | 417027.9757 | 0.674 | 281076.8556 | WAIP | 0.0051878 | 1458.1717 | Simple method | 1274.6028
2021-01-01 | CSI_HV_LNI_HV_HVDC | Simple method region | 417027.9757 | 0.674 | 281076.8556 | WATA | 0.0028236 | 793.6587 | Simple method | 693.7452
2021-01-01 | CSI_HV_LNI_HV_HVDC | Simple method region | 417027.9757 | 0.674 | 281076.8556 | WAV1 | 0.0022636 | 636.2549 | Simple method | 556.1569
2021-01-01 | CSI_HV_LNI_HV_HVDC | Simple method region | 417027.9757 | 0.674 | 281076.8556 | WELE | 0.020812 | 5849.8892 | Simple method | 5113.4482
2021-01-01 | CSI_HV_LNI_HV_HVDC | Simple method region | 417027.9757 | 0.674 | 281076.8556 | WNST | 0.0052337 | 1471.0703 | Simple method | 1285.8777
2021-01-01 | CSI_HV_LNI_HV_HVDC | Simple method region | 417027.9757 | 0.674 | 281076.8556 | WPOW | 0.0012537 | 352.3881 | Simple method | 308.026
2021-01-01 | CSI_HV_LNI_HV_HVDC | Simple method region | 417027.9757 | 0.674 | 281076.8556 | WTOM | 0.0034973 | 983.0182 | Simple method | 859.2663
2021-02-01 | CSI_HV_LNI_HV_HVDC | Simple method region | 1012907.2365 | 0.1953 | 197820.7833 | ALPE | 0.0073423 | 1452.4614 | Simple method | 1269.6114
2021-02-01 | CSI_HV_LNI_HV_HVDC | Simple method region | 1012907.2365 | 0.1953 | 197820.7833 | BUEL | 0.00032185 | 63.6685 | Simple method | 55.6533
2021-02-01 | CSI_HV_LNI_HV_HVDC | Simple method region | 1012907.2365 | 0.1953 | 197820.7833 | CHBP | 0.0012701 | 251.2479 | Simple method | 219.6183
2021-02-01 | CSI_HV_LNI_HV_HVDC | Simple method region | 1012907.2365 | 0.1953 | 197820.7833 | COUP | 0.008242 | 1630.4417 | Simple method | 1425.1858
2021-02-01 | CSI_HV_LNI_HV_HVDC | Simple method region | 1012907.2365 | 0.1953 | 197820.7833 | CTCT | 0.053302 | 10544.2743 | Simple method | 9216.8583
2021-02-01 | CSI_HV_LNI_HV_HVDC | Simple method region | 1012907.2365 | 0.1953 | 197820.7833 | DUNE | 0.0063487 | 1255.9105 | Simple method | 1097.8043
2021-02-01 | CSI_HV_LNI_HV_HVDC | Simple method region | 1012907.2365 | 0.1953 | 197820.7833 | EASH | 0.0047757 | 944.7262 | Simple method | 825.7949
2021-02-01 | CSI_HV_LNI_HV_HVDC | Simple method region | 1012907.2365 | 0.1953 | 197820.7833 | EAST | 0.0034187 | 676.2865 | Simple method | 591.149
2021-02-01 | CSI_HV_LNI_HV_HVDC | Simple method region | 1012907.2365 | 0.1953 | 197820.7833 | GENE | 0.060441 | 11956.5303 | Simple method | 10451.3258
2021-02-01 | CSI_HV_LNI_HV_HVDC | Simple method region | 1012907.2365 | 0.1953 | 197820.7833 | HORO | 0.0066011 | 1305.8303 | Simple method | 1141.4396
2021-02-01 | CSI_HV_LNI_HV_HVDC | Simple method region | 1012907.2365 | 0.1953 | 197820.7833 | HRZE | 0.0071847 | 1421.2855 | Simple method | 1242.3602
2021-02-01 | CSI_HV_LNI_HV_HVDC | Simple method region | 1012907.2365 | 0.1953 | 197820.7833 | KIWI | 1.7866e-05 | 3.5343 | Simple method | 3.0893
2021-02-01 | CSI_HV_LNI_HV_HVDC | Simple method region | 1012907.2365 | 0.1953 | 197820.7833 | KUPE | 0.00065922 | 130.4083 | Simple method | 113.9912
2021-02-01 | CSI_HV_LNI_HV_HVDC | Simple method region | 1012907.2365 | 0.1953 | 197820.7833 | MARL | 0.0031015 | 613.5483 | Simple method | 536.3089
2021-02-01 | CSI_HV_LNI_HV_HVDC | Simple method region | 1012907.2365 | 0.1953 | 197820.7833 | MELT | 3.1844e-05 | 6.2993 | Simple method | 5.5063
2021-02-01 | CSI_HV_LNI_HV_HVDC | Simple method region | 1012907.2365 | 0.1953 | 197820.7833 | MELW | 1.162e-05 | 2.2986 | Simple method | 2.0092
2021-02-01 | CSI_HV_LNI_HV_HVDC | Simple method region | 1012907.2365 | 0.1953 | 197820.7833 | MERI | 0.35033 | 69303.2635 | Simple method | 60578.6937
2021-02-01 | CSI_HV_LNI_HV_HVDC | Simple method region | 1012907.2365 | 0.1953 | 197820.7833 | METH | 0.00053341 | 105.5196 | Simple method | 92.2358
2021-02-01 | CSI_HV_LNI_HV_HVDC | Simple method region | 1012907.2365 | 0.1953 | 197820.7833 | MPOW | 0.0060184 | 1190.5693 | Simple method | 1040.6888
2021-02-01 | CSI_HV_LNI_HV_HVDC | Simple method region | 1012907.2365 | 0.1953 | 197820.7833 | MRPL | 0.014205 | 2810.0257 | Simple method | 2456.2723
2021-02-01 | CSI_HV_LNI_HV_HVDC | Simple method region | 1012907.2365 | 0.1953 | 197820.7833 | MSVP | 0.0038656 | 764.6938 | Simple method | 668.4267
2021-02-01 | CSI_HV_LNI_HV_HVDC | Simple method region | 1012907.2365 | 0.1953 | 197820.7833 | NAPA | 0.0058769 | 1162.5795 | Simple method | 1016.2227
2021-02-01 | CSI_HV_LNI_HV_HVDC | Simple method region | 1012907.2365 | 0.1953 | 197820.7833 | NELS | 0.00050036 | 98.9821 | Simple method | 86.5213
2021-02-01 | CSI_HV_LNI_HV_HVDC | Simple method region | 1012907.2365 | 0.1953 | 197820.7833 | NPOW | 0.025042 | 4953.9011 | Simple method | 4330.2558
2021-02-01 | CSI_HV_LNI_HV_HVDC | Simple method region | 1012907.2365 | 0.1953 | 197820.7833 | NTRG | 0.0035898 | 710.1449 | Simple method | 620.7449
2021-02-01 | CSI_HV_LNI_HV_HVDC | Simple method region | 1012907.2365 | 0.1953 | 197820.7833 | NZAS | 0.010782 | 2132.8995 | Simple method | 1864.3894
2021-02-01 | CSI_HV_LNI_HV_HVDC | Simple method region | 1012907.2365 | 0.1953 | 197820.7833 | NZST | 0.0091258 | 1805.2755 | Simple method | 1578.0098
2021-02-01 | CSI_HV_LNI_HV_HVDC | Simple method region | 1012907.2365 | 0.1953 | 197820.7833 | OMVP | 0.00085614 | 169.3614 | Simple method | 148.0406
2021-02-01 | CSI_HV_LNI_HV_HVDC | Simple method region | 1012907.2365 | 0.1953 | 197820.7833 | ORON | 0.03163 | 6257.04 | Simple method | 5469.3429
2021-02-01 | CSI_HV_LNI_HV_HVDC | Simple method region | 1012907.2365 | 0.1953 | 197820.7833 | PANP | 0.010323 | 2042.0398 | Simple method | 1784.9679
2021-02-01 | CSI_HV_LNI_HV_HVDC | Simple method region | 1012907.2365 | 0.1953 | 197820.7833 | POCO | 0.045621 | 9024.7272 | Simple method | 7888.6066
2021-02-01 | CSI_HV_LNI_HV_HVDC | Simple method region | 1012907.2365 | 0.1953 | 197820.7833 | POWN | 0.0041336 | 817.7036 | Simple method | 714.7631
2021-02-01 | CSI_HV_LNI_HV_HVDC | Simple method region | 1012907.2365 | 0.1953 | 197820.7833 | RAYN | 5.6626e-05 | 11.2019 | Simple method | 9.7917
2021-02-01 | CSI_HV_LNI_HV_HVDC | Simple method region | 1012907.2365 | 0.1953 | 197820.7833 | SCAN | 0.00088975 | 176.0108 | Simple method | 153.8529
2021-02-01 | CSI_HV_LNI_HV_HVDC | Simple method region | 1012907.2365 | 0.1953 | 197820.7833 | SCGL | 2.7401e-05 | 5.4205 | Simple method | 4.7381
2021-02-01 | CSI_HV_LNI_HV_HVDC | Simple method region | 1012907.2365 | 0.1953 | 197820.7833 | SHPK | 8.9773e-06 | 1.7759 | Simple method | 1.5523
2021-02-01 | CSI_HV_LNI_HV_HVDC | Simple method region | 1012907.2365 | 0.1953 | 197820.7833 | SKOG | 0.0084563 | 1672.8409 | Simple method | 1462.2474
2021-02-01 | CSI_HV_LNI_HV_HVDC | Simple method region | 1012907.2365 | 0.1953 | 197820.7833 | SOLE | 2.3365e-07 | 0.046221 | Simple method | 0.040403
2021-02-01 | CSI_HV_LNI_HV_HVDC | Simple method region | 1012907.2365 | 0.1953 | 197820.7833 | SOU2 | 6.2353e-05 | 12.3347 | Simple method | 10.7819
2021-02-01 | CSI_HV_LNI_HV_HVDC | Simple method region | 1012907.2365 | 0.1953 | 197820.7833 | TARW | 0.0022018 | 435.5655 | Simple method | 380.7322
2021-02-01 | CSI_HV_LNI_HV_HVDC | Simple method region | 1012907.2365 | 0.1953 | 197820.7833 | TASM | 0.0060065 | 1188.2103 | Simple method | 1038.6268
2021-02-01 | CSI_HV_LNI_HV_HVDC | Simple method region | 1012907.2365 | 0.1953 | 197820.7833 | TBOP | 1.4029e-05 | 2.7753 | Simple method | 2.4259
2021-02-01 | CSI_HV_LNI_HV_HVDC | Simple method region | 1012907.2365 | 0.1953 | 197820.7833 | TOD3 | 8.6277e-05 | 17.0673 | Simple method | 14.9187
2021-02-01 | CSI_HV_LNI_HV_HVDC | Simple method region | 1012907.2365 | 0.1953 | 197820.7833 | TOPE | 0.0035838 | 708.9456 | Simple method | 619.6967
2021-02-01 | CSI_HV_LNI_HV_HVDC | Simple method region | 1012907.2365 | 0.1953 | 197820.7833 | TRNZ | 0.00096891 | 191.6715 | Simple method | 167.542
2021-02-01 | CSI_HV_LNI_HV_HVDC | Simple method region | 1012907.2365 | 0.1953 | 197820.7833 | TRUG | 0.00023753 | 46.9878 | Simple method | 41.0726
2021-02-01 | CSI_HV_LNI_HV_HVDC | Simple method region | 1012907.2365 | 0.1953 | 197820.7833 | UNET | 0.040456 | 8002.9916 | Simple method | 6995.497
2021-02-01 | CSI_HV_LNI_HV_HVDC | Simple method region | 1012907.2365 | 0.1953 | 197820.7833 | UNIS | 0.017805 | 3522.1509 | Simple method | 3078.7482
2021-02-01 | CSI_HV_LNI_HV_HVDC | Simple method region | 1012907.2365 | 0.1953 | 197820.7833 | VECT | 0.19256 | 38092.3694 | Simple method | 33296.9309
2021-02-01 | CSI_HV_LNI_HV_HVDC | Simple method region | 1012907.2365 | 0.1953 | 197820.7833 | WAIP | 0.0051878 | 1026.2555 | Simple method | 897.0605
2021-02-01 | CSI_HV_LNI_HV_HVDC | Simple method region | 1012907.2365 | 0.1953 | 197820.7833 | WATA | 0.0028236 | 558.5738 | Simple method | 488.2551
2021-02-01 | CSI_HV_LNI_HV_HVDC | Simple method region | 1012907.2365 | 0.1953 | 197820.7833 | WAV1 | 0.0022636 | 447.7937 | Simple method | 391.421
2021-02-01 | CSI_HV_LNI_HV_HVDC | Simple method region | 1012907.2365 | 0.1953 | 197820.7833 | WELE | 0.020812 | 4117.129 | Simple method | 3598.8247
2021-02-01 | CSI_HV_LNI_HV_HVDC | Simple method region | 1012907.2365 | 0.1953 | 197820.7833 | WNST | 0.0052337 | 1035.3335 | Simple method | 904.9956
2021-02-01 | CSI_HV_LNI_HV_HVDC | Simple method region | 1012907.2365 | 0.1953 | 197820.7833 | WPOW | 0.0012537 | 248.0093 | Simple method | 216.7875
2021-02-01 | CSI_HV_LNI_HV_HVDC | Simple method region | 1012907.2365 | 0.1953 | 197820.7833 | WTOM | 0.0034973 | 691.8443 | Simple method | 604.7482
2021-03-01 | CSI_HV_LNI_HV_HVDC | Simple method region | 814249.7619 | 0.2048 | 166758.3512 | ALPE | 0.0073423 | 1224.3914 | Simple method | 1070.2531
2021-03-01 | CSI_HV_LNI_HV_HVDC | Simple method region | 814249.7619 | 0.2048 | 166758.3512 | BUEL | 0.00032185 | 53.671 | Simple method | 46.9144
2021-03-01 | CSI_HV_LNI_HV_HVDC | Simple method region | 814249.7619 | 0.2048 | 166758.3512 | CHBP | 0.0012701 | 211.7962 | Simple method | 185.1332
2021-03-01 | CSI_HV_LNI_HV_HVDC | Simple method region | 814249.7619 | 0.2048 | 166758.3512 | COUP | 0.008242 | 1374.4247 | Simple method | 1201.3987
2021-03-01 | CSI_HV_LNI_HV_HVDC | Simple method region | 814249.7619 | 0.2048 | 166758.3512 | CTCT | 0.053302 | 8888.5797 | Simple method | 7769.5987
2021-03-01 | CSI_HV_LNI_HV_HVDC | Simple method region | 814249.7619 | 0.2048 | 166758.3512 | DUNE | 0.0063487 | 1058.7036 | Simple method | 925.4236
2021-03-01 | CSI_HV_LNI_HV_HVDC | Simple method region | 814249.7619 | 0.2048 | 166758.3512 | EASH | 0.0047757 | 796.3824 | Simple method | 696.126
2021-03-01 | CSI_HV_LNI_HV_HVDC | Simple method region | 814249.7619 | 0.2048 | 166758.3512 | EAST | 0.0034187 | 570.0939 | Simple method | 498.3249
2021-03-01 | CSI_HV_LNI_HV_HVDC | Simple method region | 814249.7619 | 0.2048 | 166758.3512 | GENE | 0.060441 | 10079.0789 | Simple method | 8810.2263
2021-03-01 | CSI_HV_LNI_HV_HVDC | Simple method region | 814249.7619 | 0.2048 | 166758.3512 | HORO | 0.0066011 | 1100.7848 | Simple method | 962.2073
2021-03-01 | CSI_HV_LNI_HV_HVDC | Simple method region | 814249.7619 | 0.2048 | 166758.3512 | HRZE | 0.0071847 | 1198.1108 | Simple method | 1047.281
2021-03-01 | CSI_HV_LNI_HV_HVDC | Simple method region | 814249.7619 | 0.2048 | 166758.3512 | KIWI | 1.7866e-05 | 2.9793 | Simple method | 2.6042
2021-03-01 | CSI_HV_LNI_HV_HVDC | Simple method region | 814249.7619 | 0.2048 | 166758.3512 | KUPE | 0.00065922 | 109.9312 | Simple method | 96.092
2021-03-01 | CSI_HV_LNI_HV_HVDC | Simple method region | 814249.7619 | 0.2048 | 166758.3512 | MARL | 0.0031015 | 517.2071 | Simple method | 452.096
2021-03-01 | CSI_HV_LNI_HV_HVDC | Simple method region | 814249.7619 | 0.2048 | 166758.3512 | MELT | 3.1844e-05 | 5.3102 | Simple method | 4.6417
2021-03-01 | CSI_HV_LNI_HV_HVDC | Simple method region | 814249.7619 | 0.2048 | 166758.3512 | MELW | 1.162e-05 | 1.9377 | Simple method | 1.6937
2021-03-01 | CSI_HV_LNI_HV_HVDC | Simple method region | 814249.7619 | 0.2048 | 166758.3512 | MERI | 0.35033 | 58421.0504 | Simple method | 51066.4396
2021-03-01 | CSI_HV_LNI_HV_HVDC | Simple method region | 814249.7619 | 0.2048 | 166758.3512 | METH | 0.00053341 | 88.9506 | Simple method | 77.7526
2021-03-01 | CSI_HV_LNI_HV_HVDC | Simple method region | 814249.7619 | 0.2048 | 166758.3512 | MPOW | 0.0060184 | 1003.6224 | Simple method | 877.2766
2021-03-01 | CSI_HV_LNI_HV_HVDC | Simple method region | 814249.7619 | 0.2048 | 166758.3512 | MRPL | 0.014205 | 2368.7868 | Simple method | 2070.5808
2021-03-01 | CSI_HV_LNI_HV_HVDC | Simple method region | 814249.7619 | 0.2048 | 166758.3512 | MSVP | 0.0038656 | 644.6192 | Simple method | 563.4683
2021-03-01 | CSI_HV_LNI_HV_HVDC | Simple method region | 814249.7619 | 0.2048 | 166758.3512 | NAPA | 0.0058769 | 980.0277 | Simple method | 856.6522
2021-03-01 | CSI_HV_LNI_HV_HVDC | Simple method region | 814249.7619 | 0.2048 | 166758.3512 | NELS | 0.00050036 | 83.4396 | Simple method | 72.9354
2021-03-01 | CSI_HV_LNI_HV_HVDC | Simple method region | 814249.7619 | 0.2048 | 166758.3512 | NPOW | 0.025042 | 4176.0242 | Simple method | 3650.3056
2021-03-01 | CSI_HV_LNI_HV_HVDC | Simple method region | 814249.7619 | 0.2048 | 166758.3512 | NTRG | 0.0035898 | 598.6357 | Simple method | 523.2736
2021-03-01 | CSI_HV_LNI_HV_HVDC | Simple method region | 814249.7619 | 0.2048 | 166758.3512 | NZAS | 0.010782 | 1797.9851 | Simple method | 1571.6372
2021-03-01 | CSI_HV_LNI_HV_HVDC | Simple method region | 814249.7619 | 0.2048 | 166758.3512 | NZST | 0.0091258 | 1521.8055 | Simple method | 1330.2258
2021-03-01 | CSI_HV_LNI_HV_HVDC | Simple method region | 814249.7619 | 0.2048 | 166758.3512 | OMVP | 0.00085614 | 142.7678 | Simple method | 124.7948
2021-03-01 | CSI_HV_LNI_HV_HVDC | Simple method region | 814249.7619 | 0.2048 | 166758.3512 | ORON | 0.03163 | 5274.5402 | Simple method | 4610.5297
2021-03-01 | CSI_HV_LNI_HV_HVDC | Simple method region | 814249.7619 | 0.2048 | 166758.3512 | PANP | 0.010323 | 1721.3924 | Simple method | 1504.6867
2021-03-01 | CSI_HV_LNI_HV_HVDC | Simple method region | 814249.7619 | 0.2048 | 166758.3512 | POCO | 0.045621 | 7607.6365 | Simple method | 6649.9132
2021-03-01 | CSI_HV_LNI_HV_HVDC | Simple method region | 814249.7619 | 0.2048 | 166758.3512 | POWN | 0.0041336 | 689.3053 | Simple method | 602.5288
2021-03-01 | CSI_HV_LNI_HV_HVDC | Simple method region | 814249.7619 | 0.2048 | 166758.3512 | RAYN | 5.6626e-05 | 9.4429 | Simple method | 8.2542
2021-03-01 | CSI_HV_LNI_HV_HVDC | Simple method region | 814249.7619 | 0.2048 | 166758.3512 | SCAN | 0.00088975 | 148.373 | Simple method | 129.6944
2021-03-01 | CSI_HV_LNI_HV_HVDC | Simple method region | 814249.7619 | 0.2048 | 166758.3512 | SCGL | 2.7401e-05 | 4.5694 | Simple method | 3.9941
2021-03-01 | CSI_HV_LNI_HV_HVDC | Simple method region | 814249.7619 | 0.2048 | 166758.3512 | SHPK | 8.9773e-06 | 1.497 | Simple method | 1.3086
2021-03-01 | CSI_HV_LNI_HV_HVDC | Simple method region | 814249.7619 | 0.2048 | 166758.3512 | SKOG | 0.0084563 | 1410.1663 | Simple method | 1232.6408
2021-03-01 | CSI_HV_LNI_HV_HVDC | Simple method region | 814249.7619 | 0.2048 | 166758.3512 | SOLE | 2.3365e-07 | 0.038964 | Simple method | 0.034059
2021-03-01 | CSI_HV_LNI_HV_HVDC | Simple method region | 814249.7619 | 0.2048 | 166758.3512 | SOU2 | 6.2353e-05 | 10.3978 | Simple method | 9.0889
2021-03-01 | CSI_HV_LNI_HV_HVDC | Simple method region | 814249.7619 | 0.2048 | 166758.3512 | TARW | 0.0022018 | 367.1716 | Simple method | 320.9485
2021-03-01 | CSI_HV_LNI_HV_HVDC | Simple method region | 814249.7619 | 0.2048 | 166758.3512 | TASM | 0.0060065 | 1001.6339 | Simple method | 875.5384
2021-03-01 | CSI_HV_LNI_HV_HVDC | Simple method region | 814249.7619 | 0.2048 | 166758.3512 | TBOP | 1.4029e-05 | 2.3395 | Simple method | 2.045
2021-03-01 | CSI_HV_LNI_HV_HVDC | Simple method region | 814249.7619 | 0.2048 | 166758.3512 | TOD3 | 8.6277e-05 | 14.3873 | Simple method | 12.5761
2021-03-01 | CSI_HV_LNI_HV_HVDC | Simple method region | 814249.7619 | 0.2048 | 166758.3512 | TOPE | 0.0035838 | 597.6248 | Simple method | 522.39
2021-03-01 | CSI_HV_LNI_HV_HVDC | Simple method region | 814249.7619 | 0.2048 | 166758.3512 | TRNZ | 0.00096891 | 161.5746 | Simple method | 141.234
2021-03-01 | CSI_HV_LNI_HV_HVDC | Simple method region | 814249.7619 | 0.2048 | 166758.3512 | TRUG | 0.00023753 | 39.6097 | Simple method | 34.6232
2021-03-01 | CSI_HV_LNI_HV_HVDC | Simple method region | 814249.7619 | 0.2048 | 166758.3512 | UNET | 0.040456 | 6746.337 | Simple method | 5897.0424
2021-03-01 | CSI_HV_LNI_HV_HVDC | Simple method region | 814249.7619 | 0.2048 | 166758.3512 | UNIS | 0.017805 | 2969.0918 | Simple method | 2595.3136
2021-03-01 | CSI_HV_LNI_HV_HVDC | Simple method region | 814249.7619 | 0.2048 | 166758.3512 | VECT | 0.19256 | 32110.9876 | Simple method | 28068.5437
2021-03-01 | CSI_HV_LNI_HV_HVDC | Simple method region | 814249.7619 | 0.2048 | 166758.3512 | WAIP | 0.0051878 | 865.1097 | Simple method | 756.2012
2021-03-01 | CSI_HV_LNI_HV_HVDC | Simple method region | 814249.7619 | 0.2048 | 166758.3512 | WATA | 0.0028236 | 470.8648 | Simple method | 411.5878
2021-03-01 | CSI_HV_LNI_HV_HVDC | Simple method region | 814249.7619 | 0.2048 | 166758.3512 | WAV1 | 0.0022636 | 377.4797 | Simple method | 329.9589
2021-03-01 | CSI_HV_LNI_HV_HVDC | Simple method region | 814249.7619 | 0.2048 | 166758.3512 | WELE | 0.020812 | 3470.6446 | Simple method | 3033.7261
2021-03-01 | CSI_HV_LNI_HV_HVDC | Simple method region | 814249.7619 | 0.2048 | 166758.3512 | WNST | 0.0052337 | 872.7622 | Simple method | 762.8904
2021-03-01 | CSI_HV_LNI_HV_HVDC | Simple method region | 814249.7619 | 0.2048 | 166758.3512 | WPOW | 0.0012537 | 209.0661 | Simple method | 182.7468
2021-03-01 | CSI_HV_LNI_HV_HVDC | Simple method region | 814249.7619 | 0.2048 | 166758.3512 | WTOM | 0.0034973 | 583.2088 | Simple method | 509.7888
2020-04-01 | HB_HV | Simple method region | 15459.4812 | 2.1412 | 33101.8413 | ALPE | 8.524e-07 | 0.028216 | Simple method | 0.024664
2020-04-01 | HB_HV | Simple method region | 15459.4812 | 2.1412 | 33101.8413 | BUEL | 4.7442e-08 | 0.0015704 | Simple method | 0.0013727
2020-04-01 | HB_HV | Simple method region | 15459.4812 | 2.1412 | 33101.8413 | CHBP | 4.4122e-07 | 0.014605 | Simple method | 0.012767
2020-04-01 | HB_HV | Simple method region | 15459.4812 | 2.1412 | 33101.8413 | COUP | 3.1089e-06 | 0.10291 | Simple method | 0.089954
2020-04-01 | HB_HV | Simple method region | 15459.4812 | 2.1412 | 33101.8413 | CTCT | 0.11784 | 3900.8411 | Simple method | 3409.7652
2020-04-01 | HB_HV | Simple method region | 15459.4812 | 2.1412 | 33101.8413 | DUNE | 0.00011078 | 3.667 | Simple method | 3.2053
2020-04-01 | HB_HV | Simple method region | 15459.4812 | 2.1412 | 33101.8413 | EASH | 5.7086e-07 | 0.018897 | Simple method | 0.016518
2020-04-01 | HB_HV | Simple method region | 15459.4812 | 2.1412 | 33101.8413 | EAST | 0.049495 | 1638.367 | Simple method | 1432.1134
2020-04-01 | HB_HV | Simple method region | 15459.4812 | 2.1412 | 33101.8413 | GENE | 0.15429 | 5107.295 | Simple method | 4464.3389
2020-04-01 | HB_HV | Simple method region | 15459.4812 | 2.1412 | 33101.8413 | HORO | 8.0657e-06 | 0.26699 | Simple method | 0.23338
2020-04-01 | HB_HV | Simple method region | 15459.4812 | 2.1412 | 33101.8413 | HRZE | 5.0885e-05 | 1.6844 | Simple method | 1.4723
2020-04-01 | HB_HV | Simple method region | 15459.4812 | 2.1412 | 33101.8413 | KIWI | 2.7508e-05 | 0.91057 | Simple method | 0.79594
2020-04-01 | HB_HV | Simple method region | 15459.4812 | 2.1412 | 33101.8413 | KUPE | 2.2901e-07 | 0.0075808 | Simple method | 0.0066264
2020-04-01 | HB_HV | Simple method region | 15459.4812 | 2.1412 | 33101.8413 | MARL | 4.5718e-07 | 0.015134 | Simple method | 0.013228
2020-04-01 | HB_HV | Simple method region | 15459.4812 | 2.1412 | 33101.8413 | MELT | 4.624e-05 | 1.5306 | Simple method | 1.3379
2020-04-01 | HB_HV | Simple method region | 15459.4812 | 2.1412 | 33101.8413 | MELW | 6.5781e-07 | 0.021775 | Simple method | 0.019034
2020-04-01 | HB_HV | Simple method region | 15459.4812 | 2.1412 | 33101.8413 | MERI | 0.059707 | 1976.4074 | Simple method | 1727.598
2020-04-01 | HB_HV | Simple method region | 15459.4812 | 2.1412 | 33101.8413 | METH | 1.8531e-07 | 0.006134 | Simple method | 0.0053618
2020-04-01 | HB_HV | Simple method region | 15459.4812 | 2.1412 | 33101.8413 | MPOW | 7.758e-07 | 0.02568 | Simple method | 0.022448
2020-04-01 | HB_HV | Simple method region | 15459.4812 | 2.1412 | 33101.8413 | MRPL | 0.069394 | 2297.0766 | Simple method | 2007.8982
2020-04-01 | HB_HV | Simple method region | 15459.4812 | 2.1412 | 33101.8413 | MSVP | 0.019031 | 629.9691 | Simple method | 550.6624
2020-04-01 | HB_HV | Simple method region | 15459.4812 | 2.1412 | 33101.8413 | NAPA | 0.029021 | 960.6543 | Simple method | 839.7177
2020-04-01 | HB_HV | Simple method region | 15459.4812 | 2.1412 | 33101.8413 | NELS | 5.9811e-08 | 0.0019799 | Simple method | 0.0017306
2020-04-01 | HB_HV | Simple method region | 15459.4812 | 2.1412 | 33101.8413 | NPOW | 1.0616e-05 | 0.35142 | Simple method | 0.30718
2020-04-01 | HB_HV | Simple method region | 15459.4812 | 2.1412 | 33101.8413 | NTRG | 0.017732 | 586.9616 | Simple method | 513.0692
2020-04-01 | HB_HV | Simple method region | 15459.4812 | 2.1412 | 33101.8413 | NZAS | 2.9497e-06 | 0.09764 | Simple method | 0.085348
2020-04-01 | HB_HV | Simple method region | 15459.4812 | 2.1412 | 33101.8413 | NZST | 3.94e-06 | 0.13042 | Simple method | 0.114
2020-04-01 | HB_HV | Simple method region | 15459.4812 | 2.1412 | 33101.8413 | OMVP | 2.9742e-07 | 0.0098452 | Simple method | 0.0086058
2020-04-01 | HB_HV | Simple method region | 15459.4812 | 2.1412 | 33101.8413 | ORON | 4.025e-06 | 0.13323 | Simple method | 0.11646
2020-04-01 | HB_HV | Simple method region | 15459.4812 | 2.1412 | 33101.8413 | PANP | 0.18503 | 6124.9092 | Simple method | 5353.846
2020-04-01 | HB_HV | Simple method region | 15459.4812 | 2.1412 | 33101.8413 | POCO | 0.00018741 | 6.2037 | Simple method | 5.4227
2020-04-01 | HB_HV | Simple method region | 15459.4812 | 2.1412 | 33101.8413 | POWN | 0.00010001 | 3.3104 | Simple method | 2.8937
2020-04-01 | HB_HV | Simple method region | 15459.4812 | 2.1412 | 33101.8413 | RAYN | 1.66e-08 | 0.00054949 | Simple method | 0.00048031
2020-04-01 | HB_HV | Simple method region | 15459.4812 | 2.1412 | 33101.8413 | SCAN | 3.091e-07 | 0.010232 | Simple method | 0.0089437
2020-04-01 | HB_HV | Simple method region | 15459.4812 | 2.1412 | 33101.8413 | SCGL | 1.1832e-08 | 0.00039165 | Simple method | 0.00034234
2020-04-01 | HB_HV | Simple method region | 15459.4812 | 2.1412 | 33101.8413 | SHPK | 3.8759e-09 | 0.0001283 | Simple method | 0.00011215
2020-04-01 | HB_HV | Simple method region | 15459.4812 | 2.1412 | 33101.8413 | SKOG | 0.0015217 | 50.3726 | Simple method | 44.0312
2020-04-01 | HB_HV | Simple method region | 15459.4812 | 2.1412 | 33101.8413 | SOLE | 6.8495e-11 | 2.2673e-06 | Simple method | 1.9819e-06
2020-04-01 | HB_HV | Simple method region | 15459.4812 | 2.1412 | 33101.8413 | SOU2 | 0.00016283 | 5.3898 | Simple method | 4.7113
2020-04-01 | HB_HV | Simple method region | 15459.4812 | 2.1412 | 33101.8413 | TARW | 0.01084 | 358.827 | Simple method | 313.6544
2020-04-01 | HB_HV | Simple method region | 15459.4812 | 2.1412 | 33101.8413 | TASM | 7.26e-07 | 0.024032 | Simple method | 0.021007
2020-04-01 | HB_HV | Simple method region | 15459.4812 | 2.1412 | 33101.8413 | TBOP | 2.4355e-05 | 0.80621 | Simple method | 0.70472
2020-04-01 | HB_HV | Simple method region | 15459.4812 | 2.1412 | 33101.8413 | TOD3 | 0.00012791 | 4.2339 | Simple method | 3.7009
2020-04-01 | HB_HV | Simple method region | 15459.4812 | 2.1412 | 33101.8413 | TOPE | 1.5099e-06 | 0.049982 | Simple method | 0.04369
2020-04-01 | HB_HV | Simple method region | 15459.4812 | 2.1412 | 33101.8413 | TRNZ | 8.1491e-06 | 0.26975 | Simple method | 0.23579
2020-04-01 | HB_HV | Simple method region | 15459.4812 | 2.1412 | 33101.8413 | TRUG | 0.00048821 | 16.1606 | Simple method | 14.1262
2020-04-01 | HB_HV | Simple method region | 15459.4812 | 2.1412 | 33101.8413 | UNET | 0.0024862 | 82.2971 | Simple method | 71.9367
2020-04-01 | HB_HV | Simple method region | 15459.4812 | 2.1412 | 33101.8413 | UNIS | 0.2688 | 8897.687 | Simple method | 7777.5595
2020-04-01 | HB_HV | Simple method region | 15459.4812 | 2.1412 | 33101.8413 | VECT | 8.2142e-05 | 2.7191 | Simple method | 2.3768
2020-04-01 | HB_HV | Simple method region | 15459.4812 | 2.1412 | 33101.8413 | WAIP | 1.7914e-06 | 0.059298 | Simple method | 0.051833
2020-04-01 | HB_HV | Simple method region | 15459.4812 | 2.1412 | 33101.8413 | WATA | 2.8618e-07 | 0.009473 | Simple method | 0.0082804
2020-04-01 | HB_HV | Simple method region | 15459.4812 | 2.1412 | 33101.8413 | WAV1 | 0.011144 | 368.9008 | Simple method | 322.46
2020-04-01 | HB_HV | Simple method region | 15459.4812 | 2.1412 | 33101.8413 | WELE | 0.0021993 | 72.8009 | Simple method | 63.636
2020-04-01 | HB_HV | Simple method region | 15459.4812 | 2.1412 | 33101.8413 | WNST | 2.1356e-06 | 0.070693 | Simple method | 0.061793
2020-04-01 | HB_HV | Simple method region | 15459.4812 | 2.1412 | 33101.8413 | WPOW | 1.6758e-07 | 0.0055473 | Simple method | 0.004849
2020-04-01 | HB_HV | Simple method region | 15459.4812 | 2.1412 | 33101.8413 | WTOM | 3.7492e-06 | 0.12411 | Simple method | 0.10848
2020-05-01 | HB_HV | Simple method region | 233009.5202 | 0.3989 | 92947.4976 | ALPE | 8.524e-07 | 0.079228 | Simple method | 0.069254
2020-05-01 | HB_HV | Simple method region | 233009.5202 | 0.3989 | 92947.4976 | BUEL | 4.7442e-08 | 0.0044096 | Simple method | 0.0038545
2020-05-01 | HB_HV | Simple method region | 233009.5202 | 0.3989 | 92947.4976 | CHBP | 4.4122e-07 | 0.041011 | Simple method | 0.035848
2020-05-01 | HB_HV | Simple method region | 233009.5202 | 0.3989 | 92947.4976 | COUP | 3.1089e-06 | 0.28896 | Simple method | 0.25258
2020-05-01 | HB_HV | Simple method region | 233009.5202 | 0.3989 | 92947.4976 | CTCT | 0.11784 | 10953.2704 | Simple method | 9574.3661
2020-05-01 | HB_HV | Simple method region | 233009.5202 | 0.3989 | 92947.4976 | DUNE | 0.00011078 | 10.2965 | Simple method | 9.0003
2020-05-01 | HB_HV | Simple method region | 233009.5202 | 0.3989 | 92947.4976 | EASH | 5.7086e-07 | 0.05306 | Simple method | 0.04638
2020-05-01 | HB_HV | Simple method region | 233009.5202 | 0.3989 | 92947.4976 | EAST | 0.049495 | 4600.4121 | Simple method | 4021.2674
2020-05-01 | HB_HV | Simple method region | 233009.5202 | 0.3989 | 92947.4976 | GENE | 0.15429 | 14340.9028 | Simple method | 12535.5303
2020-05-01 | HB_HV | Simple method region | 233009.5202 | 0.3989 | 92947.4976 | HORO | 8.0657e-06 | 0.74969 | Simple method | 0.65531
2020-05-01 | HB_HV | Simple method region | 233009.5202 | 0.3989 | 92947.4976 | HRZE | 5.0885e-05 | 4.7296 | Simple method | 4.1342
2020-05-01 | HB_HV | Simple method region | 233009.5202 | 0.3989 | 92947.4976 | KIWI | 2.7508e-05 | 2.5568 | Simple method | 2.2349
2020-05-01 | HB_HV | Simple method region | 233009.5202 | 0.3989 | 92947.4976 | KUPE | 2.2901e-07 | 0.021286 | Simple method | 0.018607
2020-05-01 | HB_HV | Simple method region | 233009.5202 | 0.3989 | 92947.4976 | MARL | 4.5718e-07 | 0.042494 | Simple method | 0.037144
2020-05-01 | HB_HV | Simple method region | 233009.5202 | 0.3989 | 92947.4976 | MELT | 4.624e-05 | 4.2979 | Simple method | 3.7568
2020-05-01 | HB_HV | Simple method region | 233009.5202 | 0.3989 | 92947.4976 | MELW | 6.5781e-07 | 0.061142 | Simple method | 0.053445
2020-05-01 | HB_HV | Simple method region | 233009.5202 | 0.3989 | 92947.4976 | MERI | 0.059707 | 5549.6045 | Simple method | 4850.9662
2020-05-01 | HB_HV | Simple method region | 233009.5202 | 0.3989 | 92947.4976 | METH | 1.8531e-07 | 0.017224 | Simple method | 0.015055
2020-05-01 | HB_HV | Simple method region | 233009.5202 | 0.3989 | 92947.4976 | MPOW | 7.758e-07 | 0.072109 | Simple method | 0.063031
2020-05-01 | HB_HV | Simple method region | 233009.5202 | 0.3989 | 92947.4976 | MRPL | 0.069394 | 6450.0194 | Simple method | 5638.0281
2020-05-01 | HB_HV | Simple method region | 233009.5202 | 0.3989 | 92947.4976 | MSVP | 0.019031 | 1768.9061 | Simple method | 1546.219
2020-05-01 | HB_HV | Simple method region | 233009.5202 | 0.3989 | 92947.4976 | NAPA | 0.029021 | 2697.4454 | Simple method | 2357.8647
2020-05-01 | HB_HV | Simple method region | 233009.5202 | 0.3989 | 92947.4976 | NELS | 5.9811e-08 | 0.0055593 | Simple method | 0.0048594
2020-05-01 | HB_HV | Simple method region | 233009.5202 | 0.3989 | 92947.4976 | NPOW | 1.0616e-05 | 0.98677 | Simple method | 0.86255
2020-05-01 | HB_HV | Simple method region | 233009.5202 | 0.3989 | 92947.4976 | NTRG | 0.017732 | 1648.1445 | Simple method | 1440.66
2020-05-01 | HB_HV | Simple method region | 233009.5202 | 0.3989 | 92947.4976 | NZAS | 2.9497e-06 | 0.27417 | Simple method | 0.23965
2020-05-01 | HB_HV | Simple method region | 233009.5202 | 0.3989 | 92947.4976 | NZST | 3.94e-06 | 0.36621 | Simple method | 0.32011
2020-05-01 | HB_HV | Simple method region | 233009.5202 | 0.3989 | 92947.4976 | OMVP | 2.9742e-07 | 0.027645 | Simple method | 0.024164
2020-05-01 | HB_HV | Simple method region | 233009.5202 | 0.3989 | 92947.4976 | ORON | 4.025e-06 | 0.37411 | Simple method | 0.32701
2020-05-01 | HB_HV | Simple method region | 233009.5202 | 0.3989 | 92947.4976 | PANP | 0.18503 | 17198.2875 | Simple method | 15033.1996
2020-05-01 | HB_HV | Simple method region | 233009.5202 | 0.3989 | 92947.4976 | POCO | 0.00018741 | 17.4195 | Simple method | 15.2266
2020-05-01 | HB_HV | Simple method region | 233009.5202 | 0.3989 | 92947.4976 | POWN | 0.00010001 | 9.2954 | Simple method | 8.1252
2020-05-01 | HB_HV | Simple method region | 233009.5202 | 0.3989 | 92947.4976 | RAYN | 1.66e-08 | 0.0015429 | Simple method | 0.0013487
2020-05-01 | HB_HV | Simple method region | 233009.5202 | 0.3989 | 92947.4976 | SCAN | 3.091e-07 | 0.02873 | Simple method | 0.025113
2020-05-01 | HB_HV | Simple method region | 233009.5202 | 0.3989 | 92947.4976 | SCGL | 1.1832e-08 | 0.0010997 | Simple method | 0.00096127
2020-05-01 | HB_HV | Simple method region | 233009.5202 | 0.3989 | 92947.4976 | SHPK | 3.8759e-09 | 0.00036025 | Simple method | 0.0003149
2020-05-01 | HB_HV | Simple method region | 233009.5202 | 0.3989 | 92947.4976 | SKOG | 0.0015217 | 141.4425 | Simple method | 123.6364
2020-05-01 | HB_HV | Simple method region | 233009.5202 | 0.3989 | 92947.4976 | SOLE | 6.8495e-11 | 6.3664e-06 | Simple method | 5.565e-06
2020-05-01 | HB_HV | Simple method region | 233009.5202 | 0.3989 | 92947.4976 | SOU2 | 0.00016283 | 15.1342 | Simple method | 13.229
2020-05-01 | HB_HV | Simple method region | 233009.5202 | 0.3989 | 92947.4976 | TARW | 0.01084 | 1007.5594 | Simple method | 880.718
2020-05-01 | HB_HV | Simple method region | 233009.5202 | 0.3989 | 92947.4976 | TASM | 7.26e-07 | 0.06748 | Simple method | 0.058985
2020-05-01 | HB_HV | Simple method region | 233009.5202 | 0.3989 | 92947.4976 | TBOP | 2.4355e-05 | 2.2638 | Simple method | 1.9788
2020-05-01 | HB_HV | Simple method region | 233009.5202 | 0.3989 | 92947.4976 | TOD3 | 0.00012791 | 11.8886 | Simple method | 10.3919
2020-05-01 | HB_HV | Simple method region | 233009.5202 | 0.3989 | 92947.4976 | TOPE | 1.5099e-06 | 0.14035 | Simple method | 0.12268
2020-05-01 | HB_HV | Simple method region | 233009.5202 | 0.3989 | 92947.4976 | TRNZ | 8.1491e-06 | 0.75744 | Simple method | 0.66208
2020-05-01 | HB_HV | Simple method region | 233009.5202 | 0.3989 | 92947.4976 | TRUG | 0.00048821 | 45.3779 | Simple method | 39.6652
2020-05-01 | HB_HV | Simple method region | 233009.5202 | 0.3989 | 92947.4976 | UNET | 0.0024862 | 231.084 | Simple method | 201.9929
2020-05-01 | HB_HV | Simple method region | 233009.5202 | 0.3989 | 92947.4976 | UNIS | 0.2688 | 24984.0406 | Simple method | 21838.8062
2020-05-01 | HB_HV | Simple method region | 233009.5202 | 0.3989 | 92947.4976 | VECT | 8.2142e-05 | 7.6349 | Simple method | 6.6738
2020-05-01 | HB_HV | Simple method region | 233009.5202 | 0.3989 | 92947.4976 | WAIP | 1.7914e-06 | 0.16651 | Simple method | 0.14554
2020-05-01 | HB_HV | Simple method region | 233009.5202 | 0.3989 | 92947.4976 | WATA | 2.8618e-07 | 0.026599 | Simple method | 0.023251
2020-05-01 | HB_HV | Simple method region | 233009.5202 | 0.3989 | 92947.4976 | WAV1 | 0.011144 | 1035.8459 | Simple method | 905.4436
2020-05-01 | HB_HV | Simple method region | 233009.5202 | 0.3989 | 92947.4976 | WELE | 0.0021993 | 204.4195 | Simple method | 178.6852
2020-05-01 | HB_HV | Simple method region | 233009.5202 | 0.3989 | 92947.4976 | WNST | 2.1356e-06 | 0.1985 | Simple method | 0.17351
2020-05-01 | HB_HV | Simple method region | 233009.5202 | 0.3989 | 92947.4976 | WPOW | 1.6758e-07 | 0.015576 | Simple method | 0.013616
2020-05-01 | HB_HV | Simple method region | 233009.5202 | 0.3989 | 92947.4976 | WTOM | 3.7492e-06 | 0.34848 | Simple method | 0.30461
2020-06-01 | HB_HV | Simple method region | 217412.1015 | 0.4449 | 96726.644 | ALPE | 8.524e-07 | 0.08245 | Simple method | 0.07207
2020-06-01 | HB_HV | Simple method region | 217412.1015 | 0.4449 | 96726.644 | BUEL | 4.7442e-08 | 0.0045889 | Simple method | 0.0040112
2020-06-01 | HB_HV | Simple method region | 217412.1015 | 0.4449 | 96726.644 | CHBP | 4.4122e-07 | 0.042678 | Simple method | 0.037305
2020-06-01 | HB_HV | Simple method region | 217412.1015 | 0.4449 | 96726.644 | COUP | 3.1089e-06 | 0.30071 | Simple method | 0.26285
2020-06-01 | HB_HV | Simple method region | 217412.1015 | 0.4449 | 96726.644 | CTCT | 0.11784 | 11398.6187 | Simple method | 9963.6496
2020-06-01 | HB_HV | Simple method region | 217412.1015 | 0.4449 | 96726.644 | DUNE | 0.00011078 | 10.7152 | Simple method | 9.3663
2020-06-01 | HB_HV | Simple method region | 217412.1015 | 0.4449 | 96726.644 | EASH | 5.7086e-07 | 0.055217 | Simple method | 0.048266
2020-06-01 | HB_HV | Simple method region | 217412.1015 | 0.4449 | 96726.644 | EAST | 0.049495 | 4787.46 | Simple method | 4184.7679
2020-06-01 | HB_HV | Simple method region | 217412.1015 | 0.4449 | 96726.644 | GENE | 0.15429 | 14923.9886 | Simple method | 13045.2116
2020-06-01 | HB_HV | Simple method region | 217412.1015 | 0.4449 | 96726.644 | HORO | 8.0657e-06 | 0.78017 | Simple method | 0.68195
2020-06-01 | HB_HV | Simple method region | 217412.1015 | 0.4449 | 96726.644 | HRZE | 5.0885e-05 | 4.9219 | Simple method | 4.3023
2020-06-01 | HB_HV | Simple method region | 217412.1015 | 0.4449 | 96726.644 | KIWI | 2.7508e-05 | 2.6608 | Simple method | 2.3258
2020-06-01 | HB_HV | Simple method region | 217412.1015 | 0.4449 | 96726.644 | KUPE | 2.2901e-07 | 0.022152 | Simple method | 0.019363
2020-06-01 | HB_HV | Simple method region | 217412.1015 | 0.4449 | 96726.644 | MARL | 4.5718e-07 | 0.044222 | Simple method | 0.038655
2020-06-01 | HB_HV | Simple method region | 217412.1015 | 0.4449 | 96726.644 | MELT | 4.624e-05 | 4.4727 | Simple method | 3.9096
2020-06-01 | HB_HV | Simple method region | 217412.1015 | 0.4449 | 96726.644 | MELW | 6.5781e-07 | 0.063628 | Simple method | 0.055618
2020-06-01 | HB_HV | Simple method region | 217412.1015 | 0.4449 | 96726.644 | MERI | 0.059707 | 5775.2455 | Simple method | 5048.2013
2020-06-01 | HB_HV | Simple method region | 217412.1015 | 0.4449 | 96726.644 | METH | 1.8531e-07 | 0.017924 | Simple method | 0.015668
2020-06-01 | HB_HV | Simple method region | 217412.1015 | 0.4449 | 96726.644 | MPOW | 7.758e-07 | 0.075041 | Simple method | 0.065594
2020-06-01 | HB_HV | Simple method region | 217412.1015 | 0.4449 | 96726.644 | MRPL | 0.069394 | 6712.2703 | Simple method | 5867.2644
2020-06-01 | HB_HV | Simple method region | 217412.1015 | 0.4449 | 96726.644 | MSVP | 0.019031 | 1840.828 | Simple method | 1609.0866
2020-06-01 | HB_HV | Simple method region | 217412.1015 | 0.4449 | 96726.644 | NAPA | 0.029021 | 2807.1206 | Simple method | 2453.733
2020-06-01 | HB_HV | Simple method region | 217412.1015 | 0.4449 | 96726.644 | NELS | 5.9811e-08 | 0.0057853 | Simple method | 0.005057
2020-06-01 | HB_HV | Simple method region | 217412.1015 | 0.4449 | 96726.644 | NPOW | 1.0616e-05 | 1.0269 | Simple method | 0.89762
2020-06-01 | HB_HV | Simple method region | 217412.1015 | 0.4449 | 96726.644 | NTRG | 0.017732 | 1715.1563 | Simple method | 1499.2357
2020-06-01 | HB_HV | Simple method region | 217412.1015 | 0.4449 | 96726.644 | NZAS | 2.9497e-06 | 0.28531 | Simple method | 0.24939
2020-06-01 | HB_HV | Simple method region | 217412.1015 | 0.4449 | 96726.644 | NZST | 3.94e-06 | 0.3811 | Simple method | 0.33312
2020-06-01 | HB_HV | Simple method region | 217412.1015 | 0.4449 | 96726.644 | OMVP | 2.9742e-07 | 0.028769 | Simple method | 0.025147
2020-06-01 | HB_HV | Simple method region | 217412.1015 | 0.4449 | 96726.644 | ORON | 4.025e-06 | 0.38932 | Simple method | 0.34031
2020-06-01 | HB_HV | Simple method region | 217412.1015 | 0.4449 | 96726.644 | PANP | 0.18503 | 17897.5516 | Simple method | 15644.4335
2020-06-01 | HB_HV | Simple method region | 217412.1015 | 0.4449 | 96726.644 | POCO | 0.00018741 | 18.1278 | Simple method | 15.8457
2020-06-01 | HB_HV | Simple method region | 217412.1015 | 0.4449 | 96726.644 | POWN | 0.00010001 | 9.6733 | Simple method | 8.4556
2020-06-01 | HB_HV | Simple method region | 217412.1015 | 0.4449 | 96726.644 | RAYN | 1.66e-08 | 0.0016057 | Simple method | 0.0014035
2020-06-01 | HB_HV | Simple method region | 217412.1015 | 0.4449 | 96726.644 | SCAN | 3.091e-07 | 0.029898 | Simple method | 0.026134
2020-06-01 | HB_HV | Simple method region | 217412.1015 | 0.4449 | 96726.644 | SCGL | 1.1832e-08 | 0.0011444 | Simple method | 0.0010004
2020-06-01 | HB_HV | Simple method region | 217412.1015 | 0.4449 | 96726.644 | SHPK | 3.8759e-09 | 0.0003749 | Simple method | 0.0003277
2020-06-01 | HB_HV | Simple method region | 217412.1015 | 0.4449 | 96726.644 | SKOG | 0.0015217 | 147.1934 | Simple method | 128.6633
2020-06-01 | HB_HV | Simple method region | 217412.1015 | 0.4449 | 96726.644 | SOLE | 6.8495e-11 | 6.6253e-06 | Simple method | 5.7912e-06
2020-06-01 | HB_HV | Simple method region | 217412.1015 | 0.4449 | 96726.644 | SOU2 | 0.00016283 | 15.7496 | Simple method | 13.7669
2020-06-01 | HB_HV | Simple method region | 217412.1015 | 0.4449 | 96726.644 | TARW | 0.01084 | 1048.5257 | Simple method | 916.527
2020-06-01 | HB_HV | Simple method region | 217412.1015 | 0.4449 | 96726.644 | TASM | 7.26e-07 | 0.070224 | Simple method | 0.061383
2020-06-01 | HB_HV | Simple method region | 217412.1015 | 0.4449 | 96726.644 | TBOP | 2.4355e-05 | 2.3558 | Simple method | 2.0592
2020-06-01 | HB_HV | Simple method region | 217412.1015 | 0.4449 | 96726.644 | TOD3 | 0.00012791 | 12.372 | Simple method | 10.8145
2020-06-01 | HB_HV | Simple method region | 217412.1015 | 0.4449 | 96726.644 | TOPE | 1.5099e-06 | 0.14605 | Simple method | 0.12767
2020-06-01 | HB_HV | Simple method region | 217412.1015 | 0.4449 | 96726.644 | TRNZ | 8.1491e-06 | 0.78823 | Simple method | 0.689
2020-06-01 | HB_HV | Simple method region | 217412.1015 | 0.4449 | 96726.644 | TRUG | 0.00048821 | 47.2229 | Simple method | 41.278
2020-06-01 | HB_HV | Simple method region | 217412.1015 | 0.4449 | 96726.644 | UNET | 0.0024862 | 240.4796 | Simple method | 210.2057
2020-06-01 | HB_HV | Simple method region | 217412.1015 | 0.4449 | 96726.644 | UNIS | 0.2688 | 25999.8651 | Simple method | 22726.7488
2020-06-01 | HB_HV | Simple method region | 217412.1015 | 0.4449 | 96726.644 | VECT | 8.2142e-05 | 7.9454 | Simple method | 6.9451
2020-06-01 | HB_HV | Simple method region | 217412.1015 | 0.4449 | 96726.644 | WAIP | 1.7914e-06 | 0.17328 | Simple method | 0.15146
2020-06-01 | HB_HV | Simple method region | 217412.1015 | 0.4449 | 96726.644 | WATA | 2.8618e-07 | 0.027681 | Simple method | 0.024196
2020-06-01 | HB_HV | Simple method region | 217412.1015 | 0.4449 | 96726.644 | WAV1 | 0.011144 | 1077.9623 | Simple method | 942.2579
2020-06-01 | HB_HV | Simple method region | 217412.1015 | 0.4449 | 96726.644 | WELE | 0.0021993 | 212.731 | Simple method | 185.9504
2020-06-01 | HB_HV | Simple method region | 217412.1015 | 0.4449 | 96726.644 | WNST | 2.1356e-06 | 0.20657 | Simple method | 0.18057
2020-06-01 | HB_HV | Simple method region | 217412.1015 | 0.4449 | 96726.644 | WPOW | 1.6758e-07 | 0.01621 | Simple method | 0.014169
2020-06-01 | HB_HV | Simple method region | 217412.1015 | 0.4449 | 96726.644 | WTOM | 3.7492e-06 | 0.36265 | Simple method | 0.31699
2020-07-01 | HB_HV | Simple method region | 100977.7929 | 0.5722 | 57779.4931 | ALPE | 8.524e-07 | 0.049251 | Simple method | 0.043051
2020-07-01 | HB_HV | Simple method region | 100977.7929 | 0.5722 | 57779.4931 | BUEL | 4.7442e-08 | 0.0027412 | Simple method | 0.0023961
2020-07-01 | HB_HV | Simple method region | 100977.7929 | 0.5722 | 57779.4931 | CHBP | 4.4122e-07 | 0.025494 | Simple method | 0.022284
2020-07-01 | HB_HV | Simple method region | 100977.7929 | 0.5722 | 57779.4931 | COUP | 3.1089e-06 | 0.17963 | Simple method | 0.15702
2020-07-01 | HB_HV | Simple method region | 100977.7929 | 0.5722 | 57779.4931 | CTCT | 0.11784 | 6808.9451 | Simple method | 5951.7688
2020-07-01 | HB_HV | Simple method region | 100977.7929 | 0.5722 | 57779.4931 | DUNE | 0.00011078 | 6.4007 | Simple method | 5.5949
2020-07-01 | HB_HV | Simple method region | 100977.7929 | 0.5722 | 57779.4931 | EASH | 5.7086e-07 | 0.032984 | Simple method | 0.028832
2020-07-01 | HB_HV | Simple method region | 100977.7929 | 0.5722 | 57779.4931 | EAST | 0.049495 | 2859.7809 | Simple method | 2499.7638
2020-07-01 | HB_HV | Simple method region | 100977.7929 | 0.5722 | 57779.4931 | GENE | 0.15429 | 8914.8187 | Simple method | 7792.5345
2020-07-01 | HB_HV | Simple method region | 100977.7929 | 0.5722 | 57779.4931 | HORO | 8.0657e-06 | 0.46603 | Simple method | 0.40736
2020-07-01 | HB_HV | Simple method region | 100977.7929 | 0.5722 | 57779.4931 | HRZE | 5.0885e-05 | 2.9401 | Simple method | 2.57
2020-07-01 | HB_HV | Simple method region | 100977.7929 | 0.5722 | 57779.4931 | KIWI | 2.7508e-05 | 1.5894 | Simple method | 1.3893
2020-07-01 | HB_HV | Simple method region | 100977.7929 | 0.5722 | 57779.4931 | KUPE | 2.2901e-07 | 0.013232 | Simple method | 0.011567
2020-07-01 | HB_HV | Simple method region | 100977.7929 | 0.5722 | 57779.4931 | MARL | 4.5718e-07 | 0.026416 | Simple method | 0.02309
2020-07-01 | HB_HV | Simple method region | 100977.7929 | 0.5722 | 57779.4931 | MELT | 4.624e-05 | 2.6717 | Simple method | 2.3354
2020-07-01 | HB_HV | Simple method region | 100977.7929 | 0.5722 | 57779.4931 | MELW | 6.5781e-07 | 0.038008 | Simple method | 0.033223
2020-07-01 | HB_HV | Simple method region | 100977.7929 | 0.5722 | 57779.4931 | MERI | 0.059707 | 3449.8329 | Simple method | 3015.5343
2020-07-01 | HB_HV | Simple method region | 100977.7929 | 0.5722 | 57779.4931 | METH | 1.8531e-07 | 0.010707 | Simple method | 0.009359
2020-07-01 | HB_HV | Simple method region | 100977.7929 | 0.5722 | 57779.4931 | MPOW | 7.758e-07 | 0.044825 | Simple method | 0.039182
2020-07-01 | HB_HV | Simple method region | 100977.7929 | 0.5722 | 57779.4931 | MRPL | 0.069394 | 4009.563 | Simple method | 3504.8002
2020-07-01 | HB_HV | Simple method region | 100977.7929 | 0.5722 | 57779.4931 | MSVP | 0.019031 | 1099.6154 | Simple method | 961.1851
2020-07-01 | HB_HV | Simple method region | 100977.7929 | 0.5722 | 57779.4931 | NAPA | 0.029021 | 1676.8286 | Simple method | 1465.7331
2020-07-01 | HB_HV | Simple method region | 100977.7929 | 0.5722 | 57779.4931 | NELS | 5.9811e-08 | 0.0034558 | Simple method | 0.0030208
2020-07-01 | HB_HV | Simple method region | 100977.7929 | 0.5722 | 57779.4931 | NPOW | 1.0616e-05 | 0.61341 | Simple method | 0.53619
2020-07-01 | HB_HV | Simple method region | 100977.7929 | 0.5722 | 57779.4931 | NTRG | 0.017732 | 1024.5456 | Simple method | 895.5658
2020-07-01 | HB_HV | Simple method region | 100977.7929 | 0.5722 | 57779.4931 | NZAS | 2.9497e-06 | 0.17043 | Simple method | 0.14898
2020-07-01 | HB_HV | Simple method region | 100977.7929 | 0.5722 | 57779.4931 | NZST | 3.94e-06 | 0.22765 | Simple method | 0.19899
2020-07-01 | HB_HV | Simple method region | 100977.7929 | 0.5722 | 57779.4931 | OMVP | 2.9742e-07 | 0.017185 | Simple method | 0.015021
2020-07-01 | HB_HV | Simple method region | 100977.7929 | 0.5722 | 57779.4931 | ORON | 4.025e-06 | 0.23256 | Simple method | 0.20328
2020-07-01 | HB_HV | Simple method region | 100977.7929 | 0.5722 | 57779.4931 | PANP | 0.18503 | 10691.0714 | Simple method | 9345.1752
2020-07-01 | HB_HV | Simple method region | 100977.7929 | 0.5722 | 57779.4931 | POCO | 0.00018741 | 10.8286 | Simple method | 9.4654
2020-07-01 | HB_HV | Simple method region | 100977.7929 | 0.5722 | 57779.4931 | POWN | 0.00010001 | 5.7783 | Simple method | 5.0509
2020-07-01 | HB_HV | Simple method region | 100977.7929 | 0.5722 | 57779.4931 | RAYN | 1.66e-08 | 0.00095913 | Simple method | 0.00083839
2020-07-01 | HB_HV | Simple method region | 100977.7929 | 0.5722 | 57779.4931 | SCAN | 3.091e-07 | 0.01786 | Simple method | 0.015611
2020-07-01 | HB_HV | Simple method region | 100977.7929 | 0.5722 | 57779.4931 | SCGL | 1.1832e-08 | 0.00068362 | Simple method | 0.00059756
2020-07-01 | HB_HV | Simple method region | 100977.7929 | 0.5722 | 57779.4931 | SHPK | 3.8759e-09 | 0.00022395 | Simple method | 0.00019575
2020-07-01 | HB_HV | Simple method region | 100977.7929 | 0.5722 | 57779.4931 | SKOG | 0.0015217 | 87.9257 | Simple method | 76.8568
2020-07-01 | HB_HV | Simple method region | 100977.7929 | 0.5722 | 57779.4931 | SOLE | 6.8495e-11 | 3.9576e-06 | Simple method | 3.4594e-06
2020-07-01 | HB_HV | Simple method region | 100977.7929 | 0.5722 | 57779.4931 | SOU2 | 0.00016283 | 9.408 | Simple method | 8.2236
2020-07-01 | HB_HV | Simple method region | 100977.7929 | 0.5722 | 57779.4931 | TARW | 0.01084 | 626.335 | Simple method | 547.4858
2020-07-01 | HB_HV | Simple method region | 100977.7929 | 0.5722 | 57779.4931 | TASM | 7.26e-07 | 0.041948 | Simple method | 0.036667
2020-07-01 | HB_HV | Simple method region | 100977.7929 | 0.5722 | 57779.4931 | TBOP | 2.4355e-05 | 1.4072 | Simple method | 1.2301
2020-07-01 | HB_HV | Simple method region | 100977.7929 | 0.5722 | 57779.4931 | TOD3 | 0.00012791 | 7.3904 | Simple method | 6.46
2020-07-01 | HB_HV | Simple method region | 100977.7929 | 0.5722 | 57779.4931 | TOPE | 1.5099e-06 | 0.087244 | Simple method | 0.076261
2020-07-01 | HB_HV | Simple method region | 100977.7929 | 0.5722 | 57779.4931 | TRNZ | 8.1491e-06 | 0.47085 | Simple method | 0.41157
2020-07-01 | HB_HV | Simple method region | 100977.7929 | 0.5722 | 57779.4931 | TRUG | 0.00048821 | 28.2085 | Simple method | 24.6573
2020-07-01 | HB_HV | Simple method region | 100977.7929 | 0.5722 | 57779.4931 | UNET | 0.0024862 | 143.6501 | Simple method | 125.566
2020-07-01 | HB_HV | Simple method region | 100977.7929 | 0.5722 | 57779.4931 | UNIS | 0.2688 | 15530.9743 | Simple method | 13575.784
2020-07-01 | HB_HV | Simple method region | 100977.7929 | 0.5722 | 57779.4931 | VECT | 8.2142e-05 | 4.7461 | Simple method | 4.1487
2020-07-01 | HB_HV | Simple method region | 100977.7929 | 0.5722 | 57779.4931 | WAIP | 1.7914e-06 | 0.10351 | Simple method | 0.090476
2020-07-01 | HB_HV | Simple method region | 100977.7929 | 0.5722 | 57779.4931 | WATA | 2.8618e-07 | 0.016535 | Simple method | 0.014454
2020-07-01 | HB_HV | Simple method region | 100977.7929 | 0.5722 | 57779.4931 | WAV1 | 0.011144 | 643.9189 | Simple method | 562.8561
2020-07-01 | HB_HV | Simple method region | 100977.7929 | 0.5722 | 57779.4931 | WELE | 0.0021993 | 127.0745 | Simple method | 111.0771
2020-07-01 | HB_HV | Simple method region | 100977.7929 | 0.5722 | 57779.4931 | WNST | 2.1356e-06 | 0.12339 | Simple method | 0.10786
2020-07-01 | HB_HV | Simple method region | 100977.7929 | 0.5722 | 57779.4931 | WPOW | 1.6758e-07 | 0.0096829 | Simple method | 0.0084639
2020-07-01 | HB_HV | Simple method region | 100977.7929 | 0.5722 | 57779.4931 | WTOM | 3.7492e-06 | 0.21663 | Simple method | 0.18936
2020-08-01 | HB_HV | Simple method region | 42091.9186 | 0.9035 | 38030.0484 | ALPE | 8.524e-07 | 0.032417 | Simple method | 0.028336
2020-08-01 | HB_HV | Simple method region | 42091.9186 | 0.9035 | 38030.0484 | BUEL | 4.7442e-08 | 0.0018042 | Simple method | 0.0015771
2020-08-01 | HB_HV | Simple method region | 42091.9186 | 0.9035 | 38030.0484 | CHBP | 4.4122e-07 | 0.01678 | Simple method | 0.014667
2020-08-01 | HB_HV | Simple method region | 42091.9186 | 0.9035 | 38030.0484 | COUP | 3.1089e-06 | 0.11823 | Simple method | 0.10335
2020-08-01 | HB_HV | Simple method region | 42091.9186 | 0.9035 | 38030.0484 | CTCT | 0.11784 | 4481.5989 | Simple method | 3917.4116
2020-08-01 | HB_HV | Simple method region | 42091.9186 | 0.9035 | 38030.0484 | DUNE | 0.00011078 | 4.2129 | Simple method | 3.6825
2020-08-01 | HB_HV | Simple method region | 42091.9186 | 0.9035 | 38030.0484 | EASH | 5.7086e-07 | 0.02171 | Simple method | 0.018977
2020-08-01 | HB_HV | Simple method region | 42091.9186 | 0.9035 | 38030.0484 | EAST | 0.049495 | 1882.2873 | Simple method | 1645.3267
2020-08-01 | HB_HV | Simple method region | 42091.9186 | 0.9035 | 38030.0484 | GENE | 0.15429 | 5867.6698 | Simple method | 5128.9904
2020-08-01 | HB_HV | Simple method region | 42091.9186 | 0.9035 | 38030.0484 | HORO | 8.0657e-06 | 0.30674 | Simple method | 0.26812
2020-08-01 | HB_HV | Simple method region | 42091.9186 | 0.9035 | 38030.0484 | HRZE | 5.0885e-05 | 1.9352 | Simple method | 1.6915
2020-08-01 | HB_HV | Simple method region | 42091.9186 | 0.9035 | 38030.0484 | KIWI | 2.7508e-05 | 1.0461 | Simple method | 0.91444
2020-08-01 | HB_HV | Simple method region | 42091.9186 | 0.9035 | 38030.0484 | KUPE | 2.2901e-07 | 0.0087094 | Simple method | 0.007613
2020-08-01 | HB_HV | Simple method region | 42091.9186 | 0.9035 | 38030.0484 | MARL | 4.5718e-07 | 0.017387 | Simple method | 0.015198
2020-08-01 | HB_HV | Simple method region | 42091.9186 | 0.9035 | 38030.0484 | MELT | 4.624e-05 | 1.7585 | Simple method | 1.5371
2020-08-01 | HB_HV | Simple method region | 42091.9186 | 0.9035 | 38030.0484 | MELW | 6.5781e-07 | 0.025017 | Simple method | 0.021867
2020-08-01 | HB_HV | Simple method region | 42091.9186 | 0.9035 | 38030.0484 | MERI | 0.059707 | 2270.6553 | Simple method | 1984.8031
2020-08-01 | HB_HV | Simple method region | 42091.9186 | 0.9035 | 38030.0484 | METH | 1.8531e-07 | 0.0070472 | Simple method | 0.00616
2020-08-01 | HB_HV | Simple method region | 42091.9186 | 0.9035 | 38030.0484 | MPOW | 7.758e-07 | 0.029504 | Simple method | 0.02579
2020-08-01 | HB_HV | Simple method region | 42091.9186 | 0.9035 | 38030.0484 | MRPL | 0.069394 | 2639.0657 | Simple method | 2306.8344
2020-08-01 | HB_HV | Simple method region | 42091.9186 | 0.9035 | 38030.0484 | MSVP | 0.019031 | 723.759 | Simple method | 632.6452
2020-08-01 | HB_HV | Simple method region | 42091.9186 | 0.9035 | 38030.0484 | NAPA | 0.029021 | 1103.6766 | Simple method | 964.735
2020-08-01 | HB_HV | Simple method region | 42091.9186 | 0.9035 | 38030.0484 | NELS | 5.9811e-08 | 0.0022746 | Simple method | 0.0019883
2020-08-01 | HB_HV | Simple method region | 42091.9186 | 0.9035 | 38030.0484 | NPOW | 1.0616e-05 | 0.40374 | Simple method | 0.35292
2020-08-01 | HB_HV | Simple method region | 42091.9186 | 0.9035 | 38030.0484 | NTRG | 0.017732 | 674.3486 | Simple method | 589.455
2020-08-01 | HB_HV | Simple method region | 42091.9186 | 0.9035 | 38030.0484 | NZAS | 2.9497e-06 | 0.11218 | Simple method | 0.098055
2020-08-01 | HB_HV | Simple method region | 42091.9186 | 0.9035 | 38030.0484 | NZST | 3.94e-06 | 0.14984 | Simple method | 0.13097
2020-08-01 | HB_HV | Simple method region | 42091.9186 | 0.9035 | 38030.0484 | OMVP | 2.9742e-07 | 0.011311 | Simple method | 0.009887
2020-08-01 | HB_HV | Simple method region | 42091.9186 | 0.9035 | 38030.0484 | ORON | 4.025e-06 | 0.15307 | Simple method | 0.1338
2020-08-01 | HB_HV | Simple method region | 42091.9186 | 0.9035 | 38030.0484 | PANP | 0.18503 | 7036.7866 | Simple method | 6150.9274
2020-08-01 | HB_HV | Simple method region | 42091.9186 | 0.9035 | 38030.0484 | POCO | 0.00018741 | 7.1273 | Simple method | 6.2301
2020-08-01 | HB_HV | Simple method region | 42091.9186 | 0.9035 | 38030.0484 | POWN | 0.00010001 | 3.8033 | Simple method | 3.3245
2020-08-01 | HB_HV | Simple method region | 42091.9186 | 0.9035 | 38030.0484 | RAYN | 1.66e-08 | 0.0006313 | Simple method | 0.00055182
2020-08-01 | HB_HV | Simple method region | 42091.9186 | 0.9035 | 38030.0484 | SCAN | 3.091e-07 | 0.011755 | Simple method | 0.010275
2020-08-01 | HB_HV | Simple method region | 42091.9186 | 0.9035 | 38030.0484 | SCGL | 1.1832e-08 | 0.00044995 | Simple method | 0.00039331
2020-08-01 | HB_HV | Simple method region | 42091.9186 | 0.9035 | 38030.0484 | SHPK | 3.8759e-09 | 0.0001474 | Simple method | 0.00012884
2020-08-01 | HB_HV | Simple method region | 42091.9186 | 0.9035 | 38030.0484 | SKOG | 0.0015217 | 57.8721 | Simple method | 50.5866
2020-08-01 | HB_HV | Simple method region | 42091.9186 | 0.9035 | 38030.0484 | SOLE | 6.8495e-11 | 2.6049e-06 | Simple method | 2.2769e-06
2020-08-01 | HB_HV | Simple method region | 42091.9186 | 0.9035 | 38030.0484 | SOU2 | 0.00016283 | 6.1923 | Simple method | 5.4127
2020-08-01 | HB_HV | Simple method region | 42091.9186 | 0.9035 | 38030.0484 | TARW | 0.01084 | 412.2492 | Simple method | 360.3513
2020-08-01 | HB_HV | Simple method region | 42091.9186 | 0.9035 | 38030.0484 | TASM | 7.26e-07 | 0.02761 | Simple method | 0.024134
2020-08-01 | HB_HV | Simple method region | 42091.9186 | 0.9035 | 38030.0484 | TBOP | 2.4355e-05 | 0.92624 | Simple method | 0.80963
2020-08-01 | HB_HV | Simple method region | 42091.9186 | 0.9035 | 38030.0484 | TOD3 | 0.00012791 | 4.8643 | Simple method | 4.2519
2020-08-01 | HB_HV | Simple method region | 42091.9186 | 0.9035 | 38030.0484 | TOPE | 1.5099e-06 | 0.057423 | Simple method | 0.050194
2020-08-01 | HB_HV | Simple method region | 42091.9186 | 0.9035 | 38030.0484 | TRNZ | 8.1491e-06 | 0.30991 | Simple method | 0.2709
2020-08-01 | HB_HV | Simple method region | 42091.9186 | 0.9035 | 38030.0484 | TRUG | 0.00048821 | 18.5666 | Simple method | 16.2293
2020-08-01 | HB_HV | Simple method region | 42091.9186 | 0.9035 | 38030.0484 | UNET | 0.0024862 | 94.5495 | Simple method | 82.6467
2020-08-01 | HB_HV | Simple method region | 42091.9186 | 0.9035 | 38030.0484 | UNIS | 0.2688 | 10222.376 | Simple method | 8935.4838
2020-08-01 | HB_HV | Simple method region | 42091.9186 | 0.9035 | 38030.0484 | VECT | 8.2142e-05 | 3.1239 | Simple method | 2.7306
2020-08-01 | HB_HV | Simple method region | 42091.9186 | 0.9035 | 38030.0484 | WAIP | 1.7914e-06 | 0.068127 | Simple method | 0.05955
2020-08-01 | HB_HV | Simple method region | 42091.9186 | 0.9035 | 38030.0484 | WATA | 2.8618e-07 | 0.010883 | Simple method | 0.0095132
2020-08-01 | HB_HV | Simple method region | 42091.9186 | 0.9035 | 38030.0484 | WAV1 | 0.011144 | 423.8228 | Simple method | 370.4679
2020-08-01 | HB_HV | Simple method region | 42091.9186 | 0.9035 | 38030.0484 | WELE | 0.0021993 | 83.6395 | Simple method | 73.1102
2020-08-01 | HB_HV | Simple method region | 42091.9186 | 0.9035 | 38030.0484 | WNST | 2.1356e-06 | 0.081218 | Simple method | 0.070993
2020-08-01 | HB_HV | Simple method region | 42091.9186 | 0.9035 | 38030.0484 | WPOW | 1.6758e-07 | 0.0063732 | Simple method | 0.0055709
2020-08-01 | HB_HV | Simple method region | 42091.9186 | 0.9035 | 38030.0484 | WTOM | 3.7492e-06 | 0.14258 | Simple method | 0.12463
2020-09-01 | HB_HV | Simple method region | 179213.5149 | 0.5459 | 97832.6578 | ALPE | 8.524e-07 | 0.083392 | Simple method | 0.072894
2020-09-01 | HB_HV | Simple method region | 179213.5149 | 0.5459 | 97832.6578 | BUEL | 4.7442e-08 | 0.0046414 | Simple method | 0.0040571
2020-09-01 | HB_HV | Simple method region | 179213.5149 | 0.5459 | 97832.6578 | CHBP | 4.4122e-07 | 0.043166 | Simple method | 0.037732
2020-09-01 | HB_HV | Simple method region | 179213.5149 | 0.5459 | 97832.6578 | COUP | 3.1089e-06 | 0.30415 | Simple method | 0.26586
2020-09-01 | HB_HV | Simple method region | 179213.5149 | 0.5459 | 97832.6578 | CTCT | 0.11784 | 11528.9554 | Simple method | 10077.5782
2020-09-01 | HB_HV | Simple method region | 179213.5149 | 0.5459 | 97832.6578 | DUNE | 0.00011078 | 10.8377 | Simple method | 9.4733
2020-09-01 | HB_HV | Simple method region | 179213.5149 | 0.5459 | 97832.6578 | EASH | 5.7086e-07 | 0.055849 | Simple method | 0.048818
2020-09-01 | HB_HV | Simple method region | 179213.5149 | 0.5459 | 97832.6578 | EAST | 0.049495 | 4842.2018 | Simple method | 4232.6183
2020-09-01 | HB_HV | Simple method region | 179213.5149 | 0.5459 | 97832.6578 | GENE | 0.15429 | 15094.6359 | Simple method | 13194.3761
2020-09-01 | HB_HV | Simple method region | 179213.5149 | 0.5459 | 97832.6578 | HORO | 8.0657e-06 | 0.78909 | Simple method | 0.68975
2020-09-01 | HB_HV | Simple method region | 179213.5149 | 0.5459 | 97832.6578 | HRZE | 5.0885e-05 | 4.9782 | Simple method | 4.3515
2020-09-01 | HB_HV | Simple method region | 179213.5149 | 0.5459 | 97832.6578 | KIWI | 2.7508e-05 | 2.6912 | Simple method | 2.3524
2020-09-01 | HB_HV | Simple method region | 179213.5149 | 0.5459 | 97832.6578 | KUPE | 2.2901e-07 | 0.022405 | Simple method | 0.019584
2020-09-01 | HB_HV | Simple method region | 179213.5149 | 0.5459 | 97832.6578 | MARL | 4.5718e-07 | 0.044727 | Simple method | 0.039097
2020-09-01 | HB_HV | Simple method region | 179213.5149 | 0.5459 | 97832.6578 | MELT | 4.624e-05 | 4.5238 | Simple method | 3.9543
2020-09-01 | HB_HV | Simple method region | 179213.5149 | 0.5459 | 97832.6578 | MELW | 6.5781e-07 | 0.064356 | Simple method | 0.056254
2020-09-01 | HB_HV | Simple method region | 179213.5149 | 0.5459 | 97832.6578 | MERI | 0.059707 | 5841.2821 | Simple method | 5105.9246
2020-09-01 | HB_HV | Simple method region | 179213.5149 | 0.5459 | 97832.6578 | METH | 1.8531e-07 | 0.018129 | Simple method | 0.015847
2020-09-01 | HB_HV | Simple method region | 179213.5149 | 0.5459 | 97832.6578 | MPOW | 7.758e-07 | 0.075899 | Simple method | 0.066344
2020-09-01 | HB_HV | Simple method region | 179213.5149 | 0.5459 | 97832.6578 | MRPL | 0.069394 | 6789.0213 | Simple method | 5934.3532
2020-09-01 | HB_HV | Simple method region | 179213.5149 | 0.5459 | 97832.6578 | MSVP | 0.019031 | 1861.8768 | Simple method | 1627.4856
2020-09-01 | HB_HV | Simple method region | 179213.5149 | 0.5459 | 97832.6578 | NAPA | 0.029021 | 2839.2185 | Simple method | 2481.79
2020-09-01 | HB_HV | Simple method region | 179213.5149 | 0.5459 | 97832.6578 | NELS | 5.9811e-08 | 0.0058515 | Simple method | 0.0051148
2020-09-01 | HB_HV | Simple method region | 179213.5149 | 0.5459 | 97832.6578 | NPOW | 1.0616e-05 | 1.0386 | Simple method | 0.90788
2020-09-01 | HB_HV | Simple method region | 179213.5149 | 0.5459 | 97832.6578 | NTRG | 0.017732 | 1734.7681 | Simple method | 1516.3786
2020-09-01 | HB_HV | Simple method region | 179213.5149 | 0.5459 | 97832.6578 | NZAS | 2.9497e-06 | 0.28858 | Simple method | 0.25225
2020-09-01 | HB_HV | Simple method region | 179213.5149 | 0.5459 | 97832.6578 | NZST | 3.94e-06 | 0.38546 | Simple method | 0.33693
2020-09-01 | HB_HV | Simple method region | 179213.5149 | 0.5459 | 97832.6578 | OMVP | 2.9742e-07 | 0.029097 | Simple method | 0.025434
2020-09-01 | HB_HV | Simple method region | 179213.5149 | 0.5459 | 97832.6578 | ORON | 4.025e-06 | 0.39377 | Simple method | 0.3442
2020-09-01 | HB_HV | Simple method region | 179213.5149 | 0.5459 | 97832.6578 | PANP | 0.18503 | 18102.1999 | Simple method | 15823.3186
2020-09-01 | HB_HV | Simple method region | 179213.5149 | 0.5459 | 97832.6578 | POCO | 0.00018741 | 18.3351 | Simple method | 16.0269
2020-09-01 | HB_HV | Simple method region | 179213.5149 | 0.5459 | 97832.6578 | POWN | 0.00010001 | 9.7839 | Simple method | 8.5522
2020-09-01 | HB_HV | Simple method region | 179213.5149 | 0.5459 | 97832.6578 | RAYN | 1.66e-08 | 0.001624 | Simple method | 0.0014196
2020-09-01 | HB_HV | Simple method region | 179213.5149 | 0.5459 | 97832.6578 | SCAN | 3.091e-07 | 0.03024 | Simple method | 0.026433
2020-09-01 | HB_HV | Simple method region | 179213.5149 | 0.5459 | 97832.6578 | SCGL | 1.1832e-08 | 0.0011575 | Simple method | 0.0010118
2020-09-01 | HB_HV | Simple method region | 179213.5149 | 0.5459 | 97832.6578 | SHPK | 3.8759e-09 | 0.00037919 | Simple method | 0.00033145
2020-09-01 | HB_HV | Simple method region | 179213.5149 | 0.5459 | 97832.6578 | SKOG | 0.0015217 | 148.8765 | Simple method | 130.1345
2020-09-01 | HB_HV | Simple method region | 179213.5149 | 0.5459 | 97832.6578 | SOLE | 6.8495e-11 | 6.701e-06 | Simple method | 5.8574e-06
2020-09-01 | HB_HV | Simple method region | 179213.5149 | 0.5459 | 97832.6578 | SOU2 | 0.00016283 | 15.9296 | Simple method | 13.9243
2020-09-01 | HB_HV | Simple method region | 179213.5149 | 0.5459 | 97832.6578 | TARW | 0.01084 | 1060.515 | Simple method | 927.007
2020-09-01 | HB_HV | Simple method region | 179213.5149 | 0.5459 | 97832.6578 | TASM | 7.26e-07 | 0.071027 | Simple method | 0.062085
2020-09-01 | HB_HV | Simple method region | 179213.5149 | 0.5459 | 97832.6578 | TBOP | 2.4355e-05 | 2.3828 | Simple method | 2.0828
2020-09-01 | HB_HV | Simple method region | 179213.5149 | 0.5459 | 97832.6578 | TOD3 | 0.00012791 | 12.5134 | Simple method | 10.9381
2020-09-01 | HB_HV | Simple method region | 179213.5149 | 0.5459 | 97832.6578 | TOPE | 1.5099e-06 | 0.14772 | Simple method | 0.12913
2020-09-01 | HB_HV | Simple method region | 179213.5149 | 0.5459 | 97832.6578 | TRNZ | 8.1491e-06 | 0.79725 | Simple method | 0.69688
2020-09-01 | HB_HV | Simple method region | 179213.5149 | 0.5459 | 97832.6578 | TRUG | 0.00048821 | 47.7628 | Simple method | 41.75
2020-09-01 | HB_HV | Simple method region | 179213.5149 | 0.5459 | 97832.6578 | UNET | 0.0024862 | 243.2294 | Simple method | 212.6093
2020-09-01 | HB_HV | Simple method region | 179213.5149 | 0.5459 | 97832.6578 | UNIS | 0.2688 | 26297.1587 | Simple method | 22986.6162
2020-09-01 | HB_HV | Simple method region | 179213.5149 | 0.5459 | 97832.6578 | VECT | 8.2142e-05 | 8.0362 | Simple method | 7.0245
2020-09-01 | HB_HV | Simple method region | 179213.5149 | 0.5459 | 97832.6578 | WAIP | 1.7914e-06 | 0.17526 | Simple method | 0.15319
2020-09-01 | HB_HV | Simple method region | 179213.5149 | 0.5459 | 97832.6578 | WATA | 2.8618e-07 | 0.027997 | Simple method | 0.024473
2020-09-01 | HB_HV | Simple method region | 179213.5149 | 0.5459 | 97832.6578 | WAV1 | 0.011144 | 1090.2882 | Simple method | 953.0321
2020-09-01 | HB_HV | Simple method region | 179213.5149 | 0.5459 | 97832.6578 | WELE | 0.0021993 | 215.1635 | Simple method | 188.0766
2020-09-01 | HB_HV | Simple method region | 179213.5149 | 0.5459 | 97832.6578 | WNST | 2.1356e-06 | 0.20893 | Simple method | 0.18263
2020-09-01 | HB_HV | Simple method region | 179213.5149 | 0.5459 | 97832.6578 | WPOW | 1.6758e-07 | 0.016395 | Simple method | 0.014331
2020-09-01 | HB_HV | Simple method region | 179213.5149 | 0.5459 | 97832.6578 | WTOM | 3.7492e-06 | 0.3668 | Simple method | 0.32062
2020-10-01 | HB_HV | Simple method region | 141883.4431 | 0.4566 | 64783.9801 | ALPE | 8.524e-07 | 0.055222 | Simple method | 0.04827
2020-10-01 | HB_HV | Simple method region | 141883.4431 | 0.4566 | 64783.9801 | BUEL | 4.7442e-08 | 0.0030735 | Simple method | 0.0026866
2020-10-01 | HB_HV | Simple method region | 141883.4431 | 0.4566 | 64783.9801 | CHBP | 4.4122e-07 | 0.028584 | Simple method | 0.024986
2020-10-01 | HB_HV | Simple method region | 141883.4431 | 0.4566 | 64783.9801 | COUP | 3.1089e-06 | 0.2014 | Simple method | 0.17605
2020-10-01 | HB_HV | Simple method region | 141883.4431 | 0.4566 | 64783.9801 | CTCT | 0.11784 | 7634.3793 | Simple method | 6673.2893
2020-10-01 | HB_HV | Simple method region | 141883.4431 | 0.4566 | 64783.9801 | DUNE | 0.00011078 | 7.1766 | Simple method | 6.2732
2020-10-01 | HB_HV | Simple method region | 141883.4431 | 0.4566 | 64783.9801 | EASH | 5.7086e-07 | 0.036983 | Simple method | 0.032327
2020-10-01 | HB_HV | Simple method region | 141883.4431 | 0.4566 | 64783.9801 | EAST | 0.049495 | 3206.4662 | Simple method | 2802.805
2020-10-01 | HB_HV | Simple method region | 141883.4431 | 0.4566 | 64783.9801 | GENE | 0.15429 | 9995.5436 | Simple method | 8737.2072
2020-10-01 | HB_HV | Simple method region | 141883.4431 | 0.4566 | 64783.9801 | HORO | 8.0657e-06 | 0.52253 | Simple method | 0.45675
2020-10-01 | HB_HV | Simple method region | 141883.4431 | 0.4566 | 64783.9801 | HRZE | 5.0885e-05 | 3.2965 | Simple method | 2.8815
2020-10-01 | HB_HV | Simple method region | 141883.4431 | 0.4566 | 64783.9801 | KIWI | 2.7508e-05 | 1.7821 | Simple method | 1.5577
2020-10-01 | HB_HV | Simple method region | 141883.4431 | 0.4566 | 64783.9801 | KUPE | 2.2901e-07 | 0.014836 | Simple method | 0.012969
2020-10-01 | HB_HV | Simple method region | 141883.4431 | 0.4566 | 64783.9801 | MARL | 4.5718e-07 | 0.029618 | Simple method | 0.025889
2020-10-01 | HB_HV | Simple method region | 141883.4431 | 0.4566 | 64783.9801 | MELT | 4.624e-05 | 2.9956 | Simple method | 2.6185
2020-10-01 | HB_HV | Simple method region | 141883.4431 | 0.4566 | 64783.9801 | MELW | 6.5781e-07 | 0.042616 | Simple method | 0.037251
2020-10-01 | HB_HV | Simple method region | 141883.4431 | 0.4566 | 64783.9801 | MERI | 0.059707 | 3868.0489 | Simple method | 3381.1012
2020-10-01 | HB_HV | Simple method region | 141883.4431 | 0.4566 | 64783.9801 | METH | 1.8531e-07 | 0.012005 | Simple method | 0.010494
2020-10-01 | HB_HV | Simple method region | 141883.4431 | 0.4566 | 64783.9801 | MPOW | 7.758e-07 | 0.050259 | Simple method | 0.043932
2020-10-01 | HB_HV | Simple method region | 141883.4431 | 0.4566 | 64783.9801 | MRPL | 0.069394 | 4495.634 | Simple method | 3929.6798
2020-10-01 | HB_HV | Simple method region | 141883.4431 | 0.4566 | 64783.9801 | MSVP | 0.019031 | 1232.9195 | Simple method | 1077.7076
2020-10-01 | HB_HV | Simple method region | 141883.4431 | 0.4566 | 64783.9801 | NAPA | 0.029021 | 1880.1071 | Simple method | 1643.4209
2020-10-01 | HB_HV | Simple method region | 141883.4431 | 0.4566 | 64783.9801 | NELS | 5.9811e-08 | 0.0038748 | Simple method | 0.003387
2020-10-01 | HB_HV | Simple method region | 141883.4431 | 0.4566 | 64783.9801 | NPOW | 1.0616e-05 | 0.68778 | Simple method | 0.60119
2020-10-01 | HB_HV | Simple method region | 141883.4431 | 0.4566 | 64783.9801 | NTRG | 0.017732 | 1148.7491 | Simple method | 1004.1334
2020-10-01 | HB_HV | Simple method region | 141883.4431 | 0.4566 | 64783.9801 | NZAS | 2.9497e-06 | 0.19109 | Simple method | 0.16704
2020-10-01 | HB_HV | Simple method region | 141883.4431 | 0.4566 | 64783.9801 | NZST | 3.94e-06 | 0.25525 | Simple method | 0.22311
2020-10-01 | HB_HV | Simple method region | 141883.4431 | 0.4566 | 64783.9801 | OMVP | 2.9742e-07 | 0.019268 | Simple method | 0.016842
2020-10-01 | HB_HV | Simple method region | 141883.4431 | 0.4566 | 64783.9801 | ORON | 4.025e-06 | 0.26075 | Simple method | 0.22793
2020-10-01 | HB_HV | Simple method region | 141883.4431 | 0.4566 | 64783.9801 | PANP | 0.18503 | 11987.1276 | Simple method | 10478.0713
2020-10-01 | HB_HV | Simple method region | 141883.4431 | 0.4566 | 64783.9801 | POCO | 0.00018741 | 12.1413 | Simple method | 10.6129
2020-10-01 | HB_HV | Simple method region | 141883.4431 | 0.4566 | 64783.9801 | POWN | 0.00010001 | 6.4788 | Simple method | 5.6632
2020-10-01 | HB_HV | Simple method region | 141883.4431 | 0.4566 | 64783.9801 | RAYN | 1.66e-08 | 0.0010754 | Simple method | 0.00094003
2020-10-01 | HB_HV | Simple method region | 141883.4431 | 0.4566 | 64783.9801 | SCAN | 3.091e-07 | 0.020025 | Simple method | 0.017504
2020-10-01 | HB_HV | Simple method region | 141883.4431 | 0.4566 | 64783.9801 | SCGL | 1.1832e-08 | 0.0007665 | Simple method | 0.00067
2020-10-01 | HB_HV | Simple method region | 141883.4431 | 0.4566 | 64783.9801 | SHPK | 3.8759e-09 | 0.00025109 | Simple method | 0.00021948
2020-10-01 | HB_HV | Simple method region | 141883.4431 | 0.4566 | 64783.9801 | SKOG | 0.0015217 | 98.5848 | Simple method | 86.174
2020-10-01 | HB_HV | Simple method region | 141883.4431 | 0.4566 | 64783.9801 | SOLE | 6.8495e-11 | 4.4374e-06 | Simple method | 3.8788e-06
2020-10-01 | HB_HV | Simple method region | 141883.4431 | 0.4566 | 64783.9801 | SOU2 | 0.00016283 | 10.5485 | Simple method | 9.2205
2020-10-01 | HB_HV | Simple method region | 141883.4431 | 0.4566 | 64783.9801 | TARW | 0.01084 | 702.2643 | Simple method | 613.8564
2020-10-01 | HB_HV | Simple method region | 141883.4431 | 0.4566 | 64783.9801 | TASM | 7.26e-07 | 0.047033 | Simple method | 0.041112
2020-10-01 | HB_HV | Simple method region | 141883.4431 | 0.4566 | 64783.9801 | TBOP | 2.4355e-05 | 1.5778 | Simple method | 1.3792
2020-10-01 | HB_HV | Simple method region | 141883.4431 | 0.4566 | 64783.9801 | TOD3 | 0.00012791 | 8.2863 | Simple method | 7.2431
2020-10-01 | HB_HV | Simple method region | 141883.4431 | 0.4566 | 64783.9801 | TOPE | 1.5099e-06 | 0.09782 | Simple method | 0.085506
2020-10-01 | HB_HV | Simple method region | 141883.4431 | 0.4566 | 64783.9801 | TRNZ | 8.1491e-06 | 0.52793 | Simple method | 0.46147
2020-10-01 | HB_HV | Simple method region | 141883.4431 | 0.4566 | 64783.9801 | TRUG | 0.00048821 | 31.6282 | Simple method | 27.6465
2020-10-01 | HB_HV | Simple method region | 141883.4431 | 0.4566 | 64783.9801 | UNET | 0.0024862 | 161.0645 | Simple method | 140.7881
2020-10-01 | HB_HV | Simple method region | 141883.4431 | 0.4566 | 64783.9801 | UNIS | 0.2688 | 17413.7618 | Simple method | 15221.5479
2020-10-01 | HB_HV | Simple method region | 141883.4431 | 0.4566 | 64783.9801 | VECT | 8.2142e-05 | 5.3215 | Simple method | 4.6516
2020-10-01 | HB_HV | Simple method region | 141883.4431 | 0.4566 | 64783.9801 | WAIP | 1.7914e-06 | 0.11605 | Simple method | 0.10144
2020-10-01 | HB_HV | Simple method region | 141883.4431 | 0.4566 | 64783.9801 | WATA | 2.8618e-07 | 0.01854 | Simple method | 0.016206
2020-10-01 | HB_HV | Simple method region | 141883.4431 | 0.4566 | 64783.9801 | WAV1 | 0.011144 | 721.9799 | Simple method | 631.09
2020-10-01 | HB_HV | Simple method region | 141883.4431 | 0.4566 | 64783.9801 | WELE | 0.0021993 | 142.4795 | Simple method | 124.5428
2020-10-01 | HB_HV | Simple method region | 141883.4431 | 0.4566 | 64783.9801 | WNST | 2.1356e-06 | 0.13835 | Simple method | 0.12094
2020-10-01 | HB_HV | Simple method region | 141883.4431 | 0.4566 | 64783.9801 | WPOW | 1.6758e-07 | 0.010857 | Simple method | 0.00949
2020-10-01 | HB_HV | Simple method region | 141883.4431 | 0.4566 | 64783.9801 | WTOM | 3.7492e-06 | 0.24289 | Simple method | 0.21231
2020-11-01 | HB_HV | Simple method region | 48109.9473 | 0.545 | 26219.9213 | ALPE | 8.524e-07 | 0.02235 | Simple method | 0.019536
2020-11-01 | HB_HV | Simple method region | 48109.9473 | 0.545 | 26219.9213 | BUEL | 4.7442e-08 | 0.0012439 | Simple method | 0.0010873
2020-11-01 | HB_HV | Simple method region | 48109.9473 | 0.545 | 26219.9213 | CHBP | 4.4122e-07 | 0.011569 | Simple method | 0.010112
2020-11-01 | HB_HV | Simple method region | 48109.9473 | 0.545 | 26219.9213 | COUP | 3.1089e-06 | 0.081514 | Simple method | 0.071252
2020-11-01 | HB_HV | Simple method region | 48109.9473 | 0.545 | 26219.9213 | CTCT | 0.11784 | 3089.8507 | Simple method | 2700.8702
2020-11-01 | HB_HV | Simple method region | 48109.9473 | 0.545 | 26219.9213 | DUNE | 0.00011078 | 2.9046 | Simple method | 2.5389
2020-11-01 | HB_HV | Simple method region | 48109.9473 | 0.545 | 26219.9213 | EASH | 5.7086e-07 | 0.014968 | Simple method | 0.013084
2020-11-01 | HB_HV | Simple method region | 48109.9473 | 0.545 | 26219.9213 | EAST | 0.049495 | 1297.7482 | Simple method | 1134.375
2020-11-01 | HB_HV | Simple method region | 48109.9473 | 0.545 | 26219.9213 | GENE | 0.15429 | 4045.4811 | Simple method | 3536.1965
2020-11-01 | HB_HV | Simple method region | 48109.9473 | 0.545 | 26219.9213 | HORO | 8.0657e-06 | 0.21148 | Simple method | 0.18486
2020-11-01 | HB_HV | Simple method region | 48109.9473 | 0.545 | 26219.9213 | HRZE | 5.0885e-05 | 1.3342 | Simple method | 1.1662
2020-11-01 | HB_HV | Simple method region | 48109.9473 | 0.545 | 26219.9213 | KIWI | 2.7508e-05 | 0.72126 | Simple method | 0.63046
2020-11-01 | HB_HV | Simple method region | 48109.9473 | 0.545 | 26219.9213 | KUPE | 2.2901e-07 | 0.0060047 | Simple method | 0.0052488
2020-11-01 | HB_HV | Simple method region | 48109.9473 | 0.545 | 26219.9213 | MARL | 4.5718e-07 | 0.011987 | Simple method | 0.010478
2020-11-01 | HB_HV | Simple method region | 48109.9473 | 0.545 | 26219.9213 | MELT | 4.624e-05 | 1.2124 | Simple method | 1.0598
2020-11-01 | HB_HV | Simple method region | 48109.9473 | 0.545 | 26219.9213 | MELW | 6.5781e-07 | 0.017248 | Simple method | 0.015076
2020-11-01 | HB_HV | Simple method region | 48109.9473 | 0.545 | 26219.9213 | MERI | 0.059707 | 1565.5095 | Simple method | 1368.4279
2020-11-01 | HB_HV | Simple method region | 48109.9473 | 0.545 | 26219.9213 | METH | 1.8531e-07 | 0.0048587 | Simple method | 0.0042471
2020-11-01 | HB_HV | Simple method region | 48109.9473 | 0.545 | 26219.9213 | MPOW | 7.758e-07 | 0.020341 | Simple method | 0.017781
2020-11-01 | HB_HV | Simple method region | 48109.9473 | 0.545 | 26219.9213 | MRPL | 0.069394 | 1819.5111 | Simple method | 1590.4533
2020-11-01 | HB_HV | Simple method region | 48109.9473 | 0.545 | 26219.9213 | MSVP | 0.019031 | 498.9976 | Simple method | 436.1789
2020-11-01 | HB_HV | Simple method region | 48109.9473 | 0.545 | 26219.9213 | NAPA | 0.029021 | 760.9329 | Simple method | 665.1392
2020-11-01 | HB_HV | Simple method region | 48109.9473 | 0.545 | 26219.9213 | NELS | 5.9811e-08 | 0.0015682 | Simple method | 0.0013708
2020-11-01 | HB_HV | Simple method region | 48109.9473 | 0.545 | 26219.9213 | NPOW | 1.0616e-05 | 0.27836 | Simple method | 0.24332
2020-11-01 | HB_HV | Simple method region | 48109.9473 | 0.545 | 26219.9213 | NTRG | 0.017732 | 464.9315 | Simple method | 406.4014
2020-11-01 | HB_HV | Simple method region | 48109.9473 | 0.545 | 26219.9213 | NZAS | 2.9497e-06 | 0.07734 | Simple method | 0.067604
2020-11-01 | HB_HV | Simple method region | 48109.9473 | 0.545 | 26219.9213 | NZST | 3.94e-06 | 0.10331 | Simple method | 0.090301
2020-11-01 | HB_HV | Simple method region | 48109.9473 | 0.545 | 26219.9213 | OMVP | 2.9742e-07 | 0.0077984 | Simple method | 0.0068166
2020-11-01 | HB_HV | Simple method region | 48109.9473 | 0.545 | 26219.9213 | ORON | 4.025e-06 | 0.10553 | Simple method | 0.092248
2020-11-01 | HB_HV | Simple method region | 48109.9473 | 0.545 | 26219.9213 | PANP | 0.18503 | 4851.5318 | Simple method | 4240.7738
2020-11-01 | HB_HV | Simple method region | 48109.9473 | 0.545 | 26219.9213 | POCO | 0.00018741 | 4.9139 | Simple method | 4.2953
2020-11-01 | HB_HV | Simple method region | 48109.9473 | 0.545 | 26219.9213 | POWN | 0.00010001 | 2.6222 | Simple method | 2.2921
2020-11-01 | HB_HV | Simple method region | 48109.9473 | 0.545 | 26219.9213 | RAYN | 1.66e-08 | 0.00043525 | Simple method | 0.00038046
2020-11-01 | HB_HV | Simple method region | 48109.9473 | 0.545 | 26219.9213 | SCAN | 3.091e-07 | 0.0081045 | Simple method | 0.0070843
2020-11-01 | HB_HV | Simple method region | 48109.9473 | 0.545 | 26219.9213 | SCGL | 1.1832e-08 | 0.00031022 | Simple method | 0.00027117
2020-11-01 | HB_HV | Simple method region | 48109.9473 | 0.545 | 26219.9213 | SHPK | 3.8759e-09 | 0.00010162 | Simple method | 8.8831e-05
2020-11-01 | HB_HV | Simple method region | 48109.9473 | 0.545 | 26219.9213 | SKOG | 0.0015217 | 39.9001 | Simple method | 34.8771
2020-11-01 | HB_HV | Simple method region | 48109.9473 | 0.545 | 26219.9213 | SOLE | 6.8495e-11 | 1.7959e-06 | Simple method | 1.5698e-06
2020-11-01 | HB_HV | Simple method region | 48109.9473 | 0.545 | 26219.9213 | SOU2 | 0.00016283 | 4.2693 | Simple method | 3.7318
2020-11-01 | HB_HV | Simple method region | 48109.9473 | 0.545 | 26219.9213 | TARW | 0.01084 | 284.2263 | Simple method | 248.4452
2020-11-01 | HB_HV | Simple method region | 48109.9473 | 0.545 | 26219.9213 | TASM | 7.26e-07 | 0.019036 | Simple method | 0.016639
2020-11-01 | HB_HV | Simple method region | 48109.9473 | 0.545 | 26219.9213 | TBOP | 2.4355e-05 | 0.6386 | Simple method | 0.5582
2020-11-01 | HB_HV | Simple method region | 48109.9473 | 0.545 | 26219.9213 | TOD3 | 0.00012791 | 3.3537 | Simple method | 2.9315
2020-11-01 | HB_HV | Simple method region | 48109.9473 | 0.545 | 26219.9213 | TOPE | 1.5099e-06 | 0.039591 | Simple method | 0.034607
2020-11-01 | HB_HV | Simple method region | 48109.9473 | 0.545 | 26219.9213 | TRNZ | 8.1491e-06 | 0.21367 | Simple method | 0.18677
2020-11-01 | HB_HV | Simple method region | 48109.9473 | 0.545 | 26219.9213 | TRUG | 0.00048821 | 12.8008 | Simple method | 11.1893
2020-11-01 | HB_HV | Simple method region | 48109.9473 | 0.545 | 26219.9213 | UNET | 0.0024862 | 65.1874 | Simple method | 56.981
2020-11-01 | HB_HV | Simple method region | 48109.9473 | 0.545 | 26219.9213 | UNIS | 0.2688 | 7047.8452 | Simple method | 6160.5938
2020-11-01 | HB_HV | Simple method region | 48109.9473 | 0.545 | 26219.9213 | VECT | 8.2142e-05 | 2.1538 | Simple method | 1.8826
2020-11-01 | HB_HV | Simple method region | 48109.9473 | 0.545 | 26219.9213 | WAIP | 1.7914e-06 | 0.04697 | Simple method | 0.041057
2020-11-01 | HB_HV | Simple method region | 48109.9473 | 0.545 | 26219.9213 | WATA | 2.8618e-07 | 0.0075035 | Simple method | 0.0065589
2020-11-01 | HB_HV | Simple method region | 48109.9473 | 0.545 | 26219.9213 | WAV1 | 0.011144 | 292.2058 | Simple method | 255.4201
2020-11-01 | HB_HV | Simple method region | 48109.9473 | 0.545 | 26219.9213 | WELE | 0.0021993 | 57.6655 | Simple method | 50.406
2020-11-01 | HB_HV | Simple method region | 48109.9473 | 0.545 | 26219.9213 | WNST | 2.1356e-06 | 0.055996 | Simple method | 0.048946
2020-11-01 | HB_HV | Simple method region | 48109.9473 | 0.545 | 26219.9213 | WPOW | 1.6758e-07 | 0.004394 | Simple method | 0.0038409
2020-11-01 | HB_HV | Simple method region | 48109.9473 | 0.545 | 26219.9213 | WTOM | 3.7492e-06 | 0.098304 | Simple method | 0.085929
2020-12-01 | HB_HV | Simple method region | 99977.7136 | 0.5907 | 59056.8354 | ALPE | 8.524e-07 | 0.05034 | Simple method | 0.044003
2020-12-01 | HB_HV | Simple method region | 99977.7136 | 0.5907 | 59056.8354 | BUEL | 4.7442e-08 | 0.0028018 | Simple method | 0.0024491
2020-12-01 | HB_HV | Simple method region | 99977.7136 | 0.5907 | 59056.8354 | CHBP | 4.4122e-07 | 0.026057 | Simple method | 0.022777
2020-12-01 | HB_HV | Simple method region | 99977.7136 | 0.5907 | 59056.8354 | COUP | 3.1089e-06 | 0.1836 | Simple method | 0.16049
2020-12-01 | HB_HV | Simple method region | 99977.7136 | 0.5907 | 59056.8354 | CTCT | 0.11784 | 6959.4718 | Simple method | 6083.3457
2020-12-01 | HB_HV | Simple method region | 99977.7136 | 0.5907 | 59056.8354 | DUNE | 0.00011078 | 6.5422 | Simple method | 5.7186
2020-12-01 | HB_HV | Simple method region | 99977.7136 | 0.5907 | 59056.8354 | EASH | 5.7086e-07 | 0.033713 | Simple method | 0.029469
2020-12-01 | HB_HV | Simple method region | 99977.7136 | 0.5907 | 59056.8354 | EAST | 0.049495 | 2923.0026 | Simple method | 2555.0266
2020-12-01 | HB_HV | Simple method region | 99977.7136 | 0.5907 | 59056.8354 | GENE | 0.15429 | 9111.9004 | Simple method | 7964.8056
2020-12-01 | HB_HV | Simple method region | 99977.7136 | 0.5907 | 59056.8354 | HORO | 8.0657e-06 | 0.47634 | Simple method | 0.41637
2020-12-01 | HB_HV | Simple method region | 99977.7136 | 0.5907 | 59056.8354 | HRZE | 5.0885e-05 | 3.0051 | Simple method | 2.6268
2020-12-01 | HB_HV | Simple method region | 99977.7136 | 0.5907 | 59056.8354 | KIWI | 2.7508e-05 | 1.6246 | Simple method | 1.42
2020-12-01 | HB_HV | Simple method region | 99977.7136 | 0.5907 | 59056.8354 | KUPE | 2.2901e-07 | 0.013525 | Simple method | 0.011822
2020-12-01 | HB_HV | Simple method region | 99977.7136 | 0.5907 | 59056.8354 | MARL | 4.5718e-07 | 0.027 | Simple method | 0.023601
2020-12-01 | HB_HV | Simple method region | 99977.7136 | 0.5907 | 59056.8354 | MELT | 4.624e-05 | 2.7308 | Simple method | 2.387
2020-12-01 | HB_HV | Simple method region | 99977.7136 | 0.5907 | 59056.8354 | MELW | 6.5781e-07 | 0.038848 | Simple method | 0.033958
2020-12-01 | HB_HV | Simple method region | 99977.7136 | 0.5907 | 59056.8354 | MERI | 0.059707 | 3526.099 | Simple method | 3082.1993
2020-12-01 | HB_HV | Simple method region | 99977.7136 | 0.5907 | 59056.8354 | METH | 1.8531e-07 | 0.010944 | Simple method | 0.0095659
2020-12-01 | HB_HV | Simple method region | 99977.7136 | 0.5907 | 59056.8354 | MPOW | 7.758e-07 | 0.045816 | Simple method | 0.040049
2020-12-01 | HB_HV | Simple method region | 99977.7136 | 0.5907 | 59056.8354 | MRPL | 0.069394 | 4098.2032 | Simple method | 3582.2815
2020-12-01 | HB_HV | Simple method region | 99977.7136 | 0.5907 | 59056.8354 | MSVP | 0.019031 | 1123.9248 | Simple method | 982.4342
2020-12-01 | HB_HV | Simple method region | 99977.7136 | 0.5907 | 59056.8354 | NAPA | 0.029021 | 1713.8986 | Simple method | 1498.1364
2020-12-01 | HB_HV | Simple method region | 99977.7136 | 0.5907 | 59056.8354 | NELS | 5.9811e-08 | 0.0035322 | Simple method | 0.0030876
2020-12-01 | HB_HV | Simple method region | 99977.7136 | 0.5907 | 59056.8354 | NPOW | 1.0616e-05 | 0.62697 | Simple method | 0.54804
2020-12-01 | HB_HV | Simple method region | 99977.7136 | 0.5907 | 59056.8354 | NTRG | 0.017732 | 1047.1954 | Simple method | 915.3643
2020-12-01 | HB_HV | Simple method region | 99977.7136 | 0.5907 | 59056.8354 | NZAS | 2.9497e-06 | 0.1742 | Simple method | 0.15227
2020-12-01 | HB_HV | Simple method region | 99977.7136 | 0.5907 | 59056.8354 | NZST | 3.94e-06 | 0.23268 | Simple method | 0.20339
2020-12-01 | HB_HV | Simple method region | 99977.7136 | 0.5907 | 59056.8354 | OMVP | 2.9742e-07 | 0.017565 | Simple method | 0.015354
2020-12-01 | HB_HV | Simple method region | 99977.7136 | 0.5907 | 59056.8354 | ORON | 4.025e-06 | 0.2377 | Simple method | 0.20778
2020-12-01 | HB_HV | Simple method region | 99977.7136 | 0.5907 | 59056.8354 | PANP | 0.18503 | 10927.421 | Simple method | 9551.7708
2020-12-01 | HB_HV | Simple method region | 99977.7136 | 0.5907 | 59056.8354 | POCO | 0.00018741 | 11.068 | Simple method | 9.6747
2020-12-01 | HB_HV | Simple method region | 99977.7136 | 0.5907 | 59056.8354 | POWN | 0.00010001 | 5.9061 | Simple method | 5.1626
2020-12-01 | HB_HV | Simple method region | 99977.7136 | 0.5907 | 59056.8354 | RAYN | 1.66e-08 | 0.00098034 | Simple method | 0.00085692
2020-12-01 | HB_HV | Simple method region | 99977.7136 | 0.5907 | 59056.8354 | SCAN | 3.091e-07 | 0.018254 | Simple method | 0.015956
2020-12-01 | HB_HV | Simple method region | 99977.7136 | 0.5907 | 59056.8354 | SCGL | 1.1832e-08 | 0.00069873 | Simple method | 0.00061077
2020-12-01 | HB_HV | Simple method region | 99977.7136 | 0.5907 | 59056.8354 | SHPK | 3.8759e-09 | 0.0002289 | Simple method | 0.00020008
2020-12-01 | HB_HV | Simple method region | 99977.7136 | 0.5907 | 59056.8354 | SKOG | 0.0015217 | 89.8695 | Simple method | 78.5559
2020-12-01 | HB_HV | Simple method region | 99977.7136 | 0.5907 | 59056.8354 | SOLE | 6.8495e-11 | 4.0451e-06 | Simple method | 3.5359e-06
2020-12-01 | HB_HV | Simple method region | 99977.7136 | 0.5907 | 59056.8354 | SOU2 | 0.00016283 | 9.616 | Simple method | 8.4054
2020-12-01 | HB_HV | Simple method region | 99977.7136 | 0.5907 | 59056.8354 | TARW | 0.01084 | 640.1815 | Simple method | 559.5892
2020-12-01 | HB_HV | Simple method region | 99977.7136 | 0.5907 | 59056.8354 | TASM | 7.26e-07 | 0.042875 | Simple method | 0.037478
2020-12-01 | HB_HV | Simple method region | 99977.7136 | 0.5907 | 59056.8354 | TBOP | 2.4355e-05 | 1.4384 | Simple method | 1.2573
2020-12-01 | HB_HV | Simple method region | 99977.7136 | 0.5907 | 59056.8354 | TOD3 | 0.00012791 | 7.5537 | Simple method | 6.6028
2020-12-01 | HB_HV | Simple method region | 99977.7136 | 0.5907 | 59056.8354 | TOPE | 1.5099e-06 | 0.089173 | Simple method | 0.077947
2020-12-01 | HB_HV | Simple method region | 99977.7136 | 0.5907 | 59056.8354 | TRNZ | 8.1491e-06 | 0.48126 | Simple method | 0.42067
2020-12-01 | HB_HV | Simple method region | 99977.7136 | 0.5907 | 59056.8354 | TRUG | 0.00048821 | 28.8321 | Simple method | 25.2024
2020-12-01 | HB_HV | Simple method region | 99977.7136 | 0.5907 | 59056.8354 | UNET | 0.0024862 | 146.8258 | Simple method | 128.3419
2020-12-01 | HB_HV | Simple method region | 99977.7136 | 0.5907 | 59056.8354 | UNIS | 0.2688 | 15874.3206 | Simple method | 13875.9065
2020-12-01 | HB_HV | Simple method region | 99977.7136 | 0.5907 | 59056.8354 | VECT | 8.2142e-05 | 4.8511 | Simple method | 4.2404
2020-12-01 | HB_HV | Simple method region | 99977.7136 | 0.5907 | 59056.8354 | WAIP | 1.7914e-06 | 0.10579 | Simple method | 0.092476
2020-12-01 | HB_HV | Simple method region | 99977.7136 | 0.5907 | 59056.8354 | WATA | 2.8618e-07 | 0.016901 | Simple method | 0.014773
2020-12-01 | HB_HV | Simple method region | 99977.7136 | 0.5907 | 59056.8354 | WAV1 | 0.011144 | 658.1542 | Simple method | 575.2993
2020-12-01 | HB_HV | Simple method region | 99977.7136 | 0.5907 | 59056.8354 | WELE | 0.0021993 | 129.8838 | Simple method | 113.5327
2020-12-01 | HB_HV | Simple method region | 99977.7136 | 0.5907 | 59056.8354 | WNST | 2.1356e-06 | 0.12612 | Simple method | 0.11025
2020-12-01 | HB_HV | Simple method region | 99977.7136 | 0.5907 | 59056.8354 | WPOW | 1.6758e-07 | 0.0098969 | Simple method | 0.008651
2020-12-01 | HB_HV | Simple method region | 99977.7136 | 0.5907 | 59056.8354 | WTOM | 3.7492e-06 | 0.22142 | Simple method | 0.19354
2021-01-01 | HB_HV | Simple method region | 142795.5047 | 0.674 | 96244.1702 | ALPE | 8.524e-07 | 0.082038 | Simple method | 0.071711
2021-01-01 | HB_HV | Simple method region | 142795.5047 | 0.674 | 96244.1702 | BUEL | 4.7442e-08 | 0.004566 | Simple method | 0.0039912
2021-01-01 | HB_HV | Simple method region | 142795.5047 | 0.674 | 96244.1702 | CHBP | 4.4122e-07 | 0.042465 | Simple method | 0.037119
2021-01-01 | HB_HV | Simple method region | 142795.5047 | 0.674 | 96244.1702 | COUP | 3.1089e-06 | 0.29921 | Simple method | 0.26154
2021-01-01 | HB_HV | Simple method region | 142795.5047 | 0.674 | 96244.1702 | CTCT | 0.11784 | 11341.7623 | Simple method | 9913.9508
2021-01-01 | HB_HV | Simple method region | 142795.5047 | 0.674 | 96244.1702 | DUNE | 0.00011078 | 10.6617 | Simple method | 9.3195
2021-01-01 | HB_HV | Simple method region | 142795.5047 | 0.674 | 96244.1702 | EASH | 5.7086e-07 | 0.054942 | Simple method | 0.048025
2021-01-01 | HB_HV | Simple method region | 142795.5047 | 0.674 | 96244.1702 | EAST | 0.049495 | 4763.5801 | Simple method | 4163.8942
2021-01-01 | HB_HV | Simple method region | 142795.5047 | 0.674 | 96244.1702 | GENE | 0.15429 | 14849.5476 | Simple method | 12980.1419
2021-01-01 | HB_HV | Simple method region | 142795.5047 | 0.674 | 96244.1702 | HORO | 8.0657e-06 | 0.77628 | Simple method | 0.67855
2021-01-01 | HB_HV | Simple method region | 142795.5047 | 0.674 | 96244.1702 | HRZE | 5.0885e-05 | 4.8974 | Simple method | 4.2809
2021-01-01 | HB_HV | Simple method region | 142795.5047 | 0.674 | 96244.1702 | KIWI | 2.7508e-05 | 2.6475 | Simple method | 2.3142
2021-01-01 | HB_HV | Simple method region | 142795.5047 | 0.674 | 96244.1702 | KUPE | 2.2901e-07 | 0.022041 | Simple method | 0.019267
2021-01-01 | HB_HV | Simple method region | 142795.5047 | 0.674 | 96244.1702 | MARL | 4.5718e-07 | 0.044001 | Simple method | 0.038462
2021-01-01 | HB_HV | Simple method region | 142795.5047 | 0.674 | 96244.1702 | MELT | 4.624e-05 | 4.4503 | Simple method | 3.8901
2021-01-01 | HB_HV | Simple method region | 142795.5047 | 0.674 | 96244.1702 | MELW | 6.5781e-07 | 0.063311 | Simple method | 0.05534
2021-01-01 | HB_HV | Simple method region | 142795.5047 | 0.674 | 96244.1702 | MERI | 0.059707 | 5746.4385 | Simple method | 5023.0208
2021-01-01 | HB_HV | Simple method region | 142795.5047 | 0.674 | 96244.1702 | METH | 1.8531e-07 | 0.017835 | Simple method | 0.015589
2021-01-01 | HB_HV | Simple method region | 142795.5047 | 0.674 | 96244.1702 | MPOW | 7.758e-07 | 0.074666 | Simple method | 0.065267
2021-01-01 | HB_HV | Simple method region | 142795.5047 | 0.674 | 96244.1702 | MRPL | 0.069394 | 6678.7894 | Simple method | 5837.9984
2021-01-01 | HB_HV | Simple method region | 142795.5047 | 0.674 | 96244.1702 | MSVP | 0.019031 | 1831.6459 | Simple method | 1601.0605
2021-01-01 | HB_HV | Simple method region | 142795.5047 | 0.674 | 96244.1702 | NAPA | 0.029021 | 2793.1187 | Simple method | 2441.4937
2021-01-01 | HB_HV | Simple method region | 142795.5047 | 0.674 | 96244.1702 | NELS | 5.9811e-08 | 0.0057565 | Simple method | 0.0050318
2021-01-01 | HB_HV | Simple method region | 142795.5047 | 0.674 | 96244.1702 | NPOW | 1.0616e-05 | 1.0218 | Simple method | 0.89314
2021-01-01 | HB_HV | Simple method region | 142795.5047 | 0.674 | 96244.1702 | NTRG | 0.017732 | 1706.601 | Simple method | 1491.7575
2021-01-01 | HB_HV | Simple method region | 142795.5047 | 0.674 | 96244.1702 | NZAS | 2.9497e-06 | 0.28389 | Simple method | 0.24815
2021-01-01 | HB_HV | Simple method region | 142795.5047 | 0.674 | 96244.1702 | NZST | 3.94e-06 | 0.3792 | Simple method | 0.33146
2021-01-01 | HB_HV | Simple method region | 142795.5047 | 0.674 | 96244.1702 | OMVP | 2.9742e-07 | 0.028625 | Simple method | 0.025021
2021-01-01 | HB_HV | Simple method region | 142795.5047 | 0.674 | 96244.1702 | ORON | 4.025e-06 | 0.38738 | Simple method | 0.33861
2021-01-01 | HB_HV | Simple method region | 142795.5047 | 0.674 | 96244.1702 | PANP | 0.18503 | 17808.2784 | Simple method | 15566.3988
2021-01-01 | HB_HV | Simple method region | 142795.5047 | 0.674 | 96244.1702 | POCO | 0.00018741 | 18.0374 | Simple method | 15.7667
2021-01-01 | HB_HV | Simple method region | 142795.5047 | 0.674 | 96244.1702 | POWN | 0.00010001 | 9.6251 | Simple method | 8.4134
2021-01-01 | HB_HV | Simple method region | 142795.5047 | 0.674 | 96244.1702 | RAYN | 1.66e-08 | 0.0015976 | Simple method | 0.0013965
2021-01-01 | HB_HV | Simple method region | 142795.5047 | 0.674 | 96244.1702 | SCAN | 3.091e-07 | 0.029749 | Simple method | 0.026004
2021-01-01 | HB_HV | Simple method region | 142795.5047 | 0.674 | 96244.1702 | SCGL | 1.1832e-08 | 0.0011387 | Simple method | 0.00099537
2021-01-01 | HB_HV | Simple method region | 142795.5047 | 0.674 | 96244.1702 | SHPK | 3.8759e-09 | 0.00037303 | Simple method | 0.00032607
2021-01-01 | HB_HV | Simple method region | 142795.5047 | 0.674 | 96244.1702 | SKOG | 0.0015217 | 146.4592 | Simple method | 128.0215
2021-01-01 | HB_HV | Simple method region | 142795.5047 | 0.674 | 96244.1702 | SOLE | 6.8495e-11 | 6.5922e-06 | Simple method | 5.7623e-06
2021-01-01 | HB_HV | Simple method region | 142795.5047 | 0.674 | 96244.1702 | SOU2 | 0.00016283 | 15.671 | Simple method | 13.6982
2021-01-01 | HB_HV | Simple method region | 142795.5047 | 0.674 | 96244.1702 | TARW | 0.01084 | 1043.2956 | Simple method | 911.9554
2021-01-01 | HB_HV | Simple method region | 142795.5047 | 0.674 | 96244.1702 | TASM | 7.26e-07 | 0.069874 | Simple method | 0.061077
2021-01-01 | HB_HV | Simple method region | 142795.5047 | 0.674 | 96244.1702 | TBOP | 2.4355e-05 | 2.3441 | Simple method | 2.049
2021-01-01 | HB_HV | Simple method region | 142795.5047 | 0.674 | 96244.1702 | TOD3 | 0.00012791 | 12.3102 | Simple method | 10.7605
2021-01-01 | HB_HV | Simple method region | 142795.5047 | 0.674 | 96244.1702 | TOPE | 1.5099e-06 | 0.14532 | Simple method | 0.12703
2021-01-01 | HB_HV | Simple method region | 142795.5047 | 0.674 | 96244.1702 | TRNZ | 8.1491e-06 | 0.7843 | Simple method | 0.68557
2021-01-01 | HB_HV | Simple method region | 142795.5047 | 0.674 | 96244.1702 | TRUG | 0.00048821 | 46.9873 | Simple method | 41.0721
2021-01-01 | HB_HV | Simple method region | 142795.5047 | 0.674 | 96244.1702 | UNET | 0.0024862 | 239.2801 | Simple method | 209.1572
2021-01-01 | HB_HV | Simple method region | 142795.5047 | 0.674 | 96244.1702 | UNIS | 0.2688 | 25870.1774 | Simple method | 22613.3875
2021-01-01 | HB_HV | Simple method region | 142795.5047 | 0.674 | 96244.1702 | VECT | 8.2142e-05 | 7.9057 | Simple method | 6.9105
2021-01-01 | HB_HV | Simple method region | 142795.5047 | 0.674 | 96244.1702 | WAIP | 1.7914e-06 | 0.17241 | Simple method | 0.15071
2021-01-01 | HB_HV | Simple method region | 142795.5047 | 0.674 | 96244.1702 | WATA | 2.8618e-07 | 0.027543 | Simple method | 0.024075
2021-01-01 | HB_HV | Simple method region | 142795.5047 | 0.674 | 96244.1702 | WAV1 | 0.011144 | 1072.5854 | Simple method | 937.5579
2021-01-01 | HB_HV | Simple method region | 142795.5047 | 0.674 | 96244.1702 | WELE | 0.0021993 | 211.6699 | Simple method | 185.0228
2021-01-01 | HB_HV | Simple method region | 142795.5047 | 0.674 | 96244.1702 | WNST | 2.1356e-06 | 0.20554 | Simple method | 0.17967
2021-01-01 | HB_HV | Simple method region | 142795.5047 | 0.674 | 96244.1702 | WPOW | 1.6758e-07 | 0.016129 | Simple method | 0.014098
2021-01-01 | HB_HV | Simple method region | 142795.5047 | 0.674 | 96244.1702 | WTOM | 3.7492e-06 | 0.36084 | Simple method | 0.31541
2021-02-01 | HB_HV | Simple method region | 216008.9871 | 0.1953 | 42186.5552 | ALPE | 8.524e-07 | 0.03596 | Simple method | 0.031433
2021-02-01 | HB_HV | Simple method region | 216008.9871 | 0.1953 | 42186.5552 | BUEL | 4.7442e-08 | 0.0020014 | Simple method | 0.0017495
2021-02-01 | HB_HV | Simple method region | 216008.9871 | 0.1953 | 42186.5552 | CHBP | 4.4122e-07 | 0.018614 | Simple method | 0.01627
2021-02-01 | HB_HV | Simple method region | 216008.9871 | 0.1953 | 42186.5552 | COUP | 3.1089e-06 | 0.13115 | Simple method | 0.11464
2021-02-01 | HB_HV | Simple method region | 216008.9871 | 0.1953 | 42186.5552 | CTCT | 0.11784 | 4971.4168 | Simple method | 4345.5664
2021-02-01 | HB_HV | Simple method region | 216008.9871 | 0.1953 | 42186.5552 | DUNE | 0.00011078 | 4.6733 | Simple method | 4.085
2021-02-01 | HB_HV | Simple method region | 216008.9871 | 0.1953 | 42186.5552 | EASH | 5.7086e-07 | 0.024083 | Simple method | 0.021051
2021-02-01 | HB_HV | Simple method region | 216008.9871 | 0.1953 | 42186.5552 | EAST | 0.049495 | 2088.0125 | Simple method | 1825.1532
2021-02-01 | HB_HV | Simple method region | 216008.9871 | 0.1953 | 42186.5552 | GENE | 0.15429 | 6508.9788 | Simple method | 5689.5651
2021-02-01 | HB_HV | Simple method region | 216008.9871 | 0.1953 | 42186.5552 | HORO | 8.0657e-06 | 0.34026 | Simple method | 0.29743
2021-02-01 | HB_HV | Simple method region | 216008.9871 | 0.1953 | 42186.5552 | HRZE | 5.0885e-05 | 2.1467 | Simple method | 1.8764
2021-02-01 | HB_HV | Simple method region | 216008.9871 | 0.1953 | 42186.5552 | KIWI | 2.7508e-05 | 1.1605 | Simple method | 1.0144
2021-02-01 | HB_HV | Simple method region | 216008.9871 | 0.1953 | 42186.5552 | KUPE | 2.2901e-07 | 0.0096613 | Simple method | 0.0084451
2021-02-01 | HB_HV | Simple method region | 216008.9871 | 0.1953 | 42186.5552 | MARL | 4.5718e-07 | 0.019287 | Simple method | 0.016859
2021-02-01 | HB_HV | Simple method region | 216008.9871 | 0.1953 | 42186.5552 | MELT | 4.624e-05 | 1.9507 | Simple method | 1.7051
2021-02-01 | HB_HV | Simple method region | 216008.9871 | 0.1953 | 42186.5552 | MELW | 6.5781e-07 | 0.027751 | Simple method | 0.024257
2021-02-01 | HB_HV | Simple method region | 216008.9871 | 0.1953 | 42186.5552 | MERI | 0.059707 | 2518.8273 | Simple method | 2201.7328
2021-02-01 | HB_HV | Simple method region | 216008.9871 | 0.1953 | 42186.5552 | METH | 1.8531e-07 | 0.0078174 | Simple method | 0.0068333
2021-02-01 | HB_HV | Simple method region | 216008.9871 | 0.1953 | 42186.5552 | MPOW | 7.758e-07 | 0.032728 | Simple method | 0.028608
2021-02-01 | HB_HV | Simple method region | 216008.9871 | 0.1953 | 42186.5552 | MRPL | 0.069394 | 2927.5032 | Simple method | 2558.9606
2021-02-01 | HB_HV | Simple method region | 216008.9871 | 0.1953 | 42186.5552 | MSVP | 0.019031 | 802.8625 | Simple method | 701.7903
2021-02-01 | HB_HV | Simple method region | 216008.9871 | 0.1953 | 42186.5552 | NAPA | 0.029021 | 1224.3033 | Simple method | 1070.1761
2021-02-01 | HB_HV | Simple method region | 216008.9871 | 0.1953 | 42186.5552 | NELS | 5.9811e-08 | 0.0025232 | Simple method | 0.0022056
2021-02-01 | HB_HV | Simple method region | 216008.9871 | 0.1953 | 42186.5552 | NPOW | 1.0616e-05 | 0.44787 | Simple method | 0.39149
2021-02-01 | HB_HV | Simple method region | 216008.9871 | 0.1953 | 42186.5552 | NTRG | 0.017732 | 748.0517 | Simple method | 653.8797
2021-02-01 | HB_HV | Simple method region | 216008.9871 | 0.1953 | 42186.5552 | NZAS | 2.9497e-06 | 0.12444 | Simple method | 0.10877
2021-02-01 | HB_HV | Simple method region | 216008.9871 | 0.1953 | 42186.5552 | NZST | 3.94e-06 | 0.16621 | Simple method | 0.14529
2021-02-01 | HB_HV | Simple method region | 216008.9871 | 0.1953 | 42186.5552 | OMVP | 2.9742e-07 | 0.012547 | Simple method | 0.010968
2021-02-01 | HB_HV | Simple method region | 216008.9871 | 0.1953 | 42186.5552 | ORON | 4.025e-06 | 0.1698 | Simple method | 0.14842
2021-02-01 | HB_HV | Simple method region | 216008.9871 | 0.1953 | 42186.5552 | PANP | 0.18503 | 7805.8745 | Simple method | 6823.195
2021-02-01 | HB_HV | Simple method region | 216008.9871 | 0.1953 | 42186.5552 | POCO | 0.00018741 | 7.9063 | Simple method | 6.911
2021-02-01 | HB_HV | Simple method region | 216008.9871 | 0.1953 | 42186.5552 | POWN | 0.00010001 | 4.2189 | Simple method | 3.6878
2021-02-01 | HB_HV | Simple method region | 216008.9871 | 0.1953 | 42186.5552 | RAYN | 1.66e-08 | 0.00070029 | Simple method | 0.00061213
2021-02-01 | HB_HV | Simple method region | 216008.9871 | 0.1953 | 42186.5552 | SCAN | 3.091e-07 | 0.01304 | Simple method | 0.011398
2021-02-01 | HB_HV | Simple method region | 216008.9871 | 0.1953 | 42186.5552 | SCGL | 1.1832e-08 | 0.00049913 | Simple method | 0.0004363
2021-02-01 | HB_HV | Simple method region | 216008.9871 | 0.1953 | 42186.5552 | SHPK | 3.8759e-09 | 0.00016351 | Simple method | 0.00014293
2021-02-01 | HB_HV | Simple method region | 216008.9871 | 0.1953 | 42186.5552 | SKOG | 0.0015217 | 64.1972 | Simple method | 56.1155
2021-02-01 | HB_HV | Simple method region | 216008.9871 | 0.1953 | 42186.5552 | SOLE | 6.8495e-11 | 2.8896e-06 | Simple method | 2.5258e-06
2021-02-01 | HB_HV | Simple method region | 216008.9871 | 0.1953 | 42186.5552 | SOU2 | 0.00016283 | 6.869 | Simple method | 6.0043
2021-02-01 | HB_HV | Simple method region | 216008.9871 | 0.1953 | 42186.5552 | TARW | 0.01084 | 457.3061 | Simple method | 399.736
2021-02-01 | HB_HV | Simple method region | 216008.9871 | 0.1953 | 42186.5552 | TASM | 7.26e-07 | 0.030628 | Simple method | 0.026772
2021-02-01 | HB_HV | Simple method region | 216008.9871 | 0.1953 | 42186.5552 | TBOP | 2.4355e-05 | 1.0275 | Simple method | 0.89812
2021-02-01 | HB_HV | Simple method region | 216008.9871 | 0.1953 | 42186.5552 | TOD3 | 0.00012791 | 5.3959 | Simple method | 4.7166
2021-02-01 | HB_HV | Simple method region | 216008.9871 | 0.1953 | 42186.5552 | TOPE | 1.5099e-06 | 0.0637 | Simple method | 0.05568
2021-02-01 | HB_HV | Simple method region | 216008.9871 | 0.1953 | 42186.5552 | TRNZ | 8.1491e-06 | 0.34378 | Simple method | 0.3005
2021-02-01 | HB_HV | Simple method region | 216008.9871 | 0.1953 | 42186.5552 | TRUG | 0.00048821 | 20.5959 | Simple method | 18.0031
2021-02-01 | HB_HV | Simple method region | 216008.9871 | 0.1953 | 42186.5552 | UNET | 0.0024862 | 104.8833 | Simple method | 91.6796
2021-02-01 | HB_HV | Simple method region | 216008.9871 | 0.1953 | 42186.5552 | UNIS | 0.2688 | 11339.634 | Simple method | 9912.0904
2021-02-01 | HB_HV | Simple method region | 216008.9871 | 0.1953 | 42186.5552 | VECT | 8.2142e-05 | 3.4653 | Simple method | 3.0291
2021-02-01 | HB_HV | Simple method region | 216008.9871 | 0.1953 | 42186.5552 | WAIP | 1.7914e-06 | 0.075573 | Simple method | 0.066059
2021-02-01 | HB_HV | Simple method region | 216008.9871 | 0.1953 | 42186.5552 | WATA | 2.8618e-07 | 0.012073 | Simple method | 0.010553
2021-02-01 | HB_HV | Simple method region | 216008.9871 | 0.1953 | 42186.5552 | WAV1 | 0.011144 | 470.1447 | Simple method | 410.9583
2021-02-01 | HB_HV | Simple method region | 216008.9871 | 0.1953 | 42186.5552 | WELE | 0.0021993 | 92.7809 | Simple method | 81.1008
2021-02-01 | HB_HV | Simple method region | 216008.9871 | 0.1953 | 42186.5552 | WNST | 2.1356e-06 | 0.090094 | Simple method | 0.078752
2021-02-01 | HB_HV | Simple method region | 216008.9871 | 0.1953 | 42186.5552 | WPOW | 1.6758e-07 | 0.0070698 | Simple method | 0.0061798
2021-02-01 | HB_HV | Simple method region | 216008.9871 | 0.1953 | 42186.5552 | WTOM | 3.7492e-06 | 0.15817 | Simple method | 0.13825
2021-03-01 | HB_HV | Simple method region | 349923.5654 | 0.2048 | 71664.3462 | ALPE | 8.524e-07 | 0.061087 | Simple method | 0.053396
2021-03-01 | HB_HV | Simple method region | 349923.5654 | 0.2048 | 71664.3462 | BUEL | 4.7442e-08 | 0.0033999 | Simple method | 0.0029719
2021-03-01 | HB_HV | Simple method region | 349923.5654 | 0.2048 | 71664.3462 | CHBP | 4.4122e-07 | 0.03162 | Simple method | 0.027639
2021-03-01 | HB_HV | Simple method region | 349923.5654 | 0.2048 | 71664.3462 | COUP | 3.1089e-06 | 0.22279 | Simple method | 0.19475
2021-03-01 | HB_HV | Simple method region | 349923.5654 | 0.2048 | 71664.3462 | CTCT | 0.11784 | 8445.1866 | Simple method | 7382.0243
2021-03-01 | HB_HV | Simple method region | 349923.5654 | 0.2048 | 71664.3462 | DUNE | 0.00011078 | 7.9388 | Simple method | 6.9394
2021-03-01 | HB_HV | Simple method region | 349923.5654 | 0.2048 | 71664.3462 | EASH | 5.7086e-07 | 0.04091 | Simple method | 0.03576
2021-03-01 | HB_HV | Simple method region | 349923.5654 | 0.2048 | 71664.3462 | EAST | 0.049495 | 3547.0081 | Simple method | 3100.4762
2021-03-01 | HB_HV | Simple method region | 349923.5654 | 0.2048 | 71664.3462 | GENE | 0.15429 | 11057.1177 | Simple method | 9665.1401
2021-03-01 | HB_HV | Simple method region | 349923.5654 | 0.2048 | 71664.3462 | HORO | 8.0657e-06 | 0.57802 | Simple method | 0.50526
2021-03-01 | HB_HV | Simple method region | 349923.5654 | 0.2048 | 71664.3462 | HRZE | 5.0885e-05 | 3.6466 | Simple method | 3.1876
2021-03-01 | HB_HV | Simple method region | 349923.5654 | 0.2048 | 71664.3462 | KIWI | 2.7508e-05 | 1.9714 | Simple method | 1.7232
2021-03-01 | HB_HV | Simple method region | 349923.5654 | 0.2048 | 71664.3462 | KUPE | 2.2901e-07 | 0.016412 | Simple method | 0.014346
2021-03-01 | HB_HV | Simple method region | 349923.5654 | 0.2048 | 71664.3462 | MARL | 4.5718e-07 | 0.032764 | Simple method | 0.028639
2021-03-01 | HB_HV | Simple method region | 349923.5654 | 0.2048 | 71664.3462 | MELT | 4.624e-05 | 3.3138 | Simple method | 2.8966
2021-03-01 | HB_HV | Simple method region | 349923.5654 | 0.2048 | 71664.3462 | MELW | 6.5781e-07 | 0.047142 | Simple method | 0.041207
2021-03-01 | HB_HV | Simple method region | 349923.5654 | 0.2048 | 71664.3462 | MERI | 0.059707 | 4278.854 | Simple method | 3740.1902
2021-03-01 | HB_HV | Simple method region | 349923.5654 | 0.2048 | 71664.3462 | METH | 1.8531e-07 | 0.01328 | Simple method | 0.011608
2021-03-01 | HB_HV | Simple method region | 349923.5654 | 0.2048 | 71664.3462 | MPOW | 7.758e-07 | 0.055597 | Simple method | 0.048598
2021-03-01 | HB_HV | Simple method region | 349923.5654 | 0.2048 | 71664.3462 | MRPL | 0.069394 | 4973.0916 | Simple method | 4347.0304
2021-03-01 | HB_HV | Simple method region | 349923.5654 | 0.2048 | 71664.3462 | MSVP | 0.019031 | 1363.8614 | Simple method | 1192.1652
2021-03-01 | HB_HV | Simple method region | 349923.5654 | 0.2048 | 71664.3462 | NAPA | 0.029021 | 2079.7834 | Simple method | 1817.96
2021-03-01 | HB_HV | Simple method region | 349923.5654 | 0.2048 | 71664.3462 | NELS | 5.9811e-08 | 0.0042863 | Simple method | 0.0037467
2021-03-01 | HB_HV | Simple method region | 349923.5654 | 0.2048 | 71664.3462 | NPOW | 1.0616e-05 | 0.76082 | Simple method | 0.66504
2021-03-01 | HB_HV | Simple method region | 349923.5654 | 0.2048 | 71664.3462 | NTRG | 0.017732 | 1270.7517 | Simple method | 1110.7771
2021-03-01 | HB_HV | Simple method region | 349923.5654 | 0.2048 | 71664.3462 | NZAS | 2.9497e-06 | 0.21139 | Simple method | 0.18478
2021-03-01 | HB_HV | Simple method region | 349923.5654 | 0.2048 | 71664.3462 | NZST | 3.94e-06 | 0.28236 | Simple method | 0.24681
2021-03-01 | HB_HV | Simple method region | 349923.5654 | 0.2048 | 71664.3462 | OMVP | 2.9742e-07 | 0.021314 | Simple method | 0.018631
2021-03-01 | HB_HV | Simple method region | 349923.5654 | 0.2048 | 71664.3462 | ORON | 4.025e-06 | 0.28845 | Simple method | 0.25213
2021-03-01 | HB_HV | Simple method region | 349923.5654 | 0.2048 | 71664.3462 | PANP | 0.18503 | 13260.2175 | Simple method | 11590.8921
2021-03-01 | HB_HV | Simple method region | 349923.5654 | 0.2048 | 71664.3462 | POCO | 0.00018741 | 13.4308 | Simple method | 11.74
2021-03-01 | HB_HV | Simple method region | 349923.5654 | 0.2048 | 71664.3462 | POWN | 0.00010001 | 7.1669 | Simple method | 6.2647
2021-03-01 | HB_HV | Simple method region | 349923.5654 | 0.2048 | 71664.3462 | RAYN | 1.66e-08 | 0.0011896 | Simple method | 0.0010399
2021-03-01 | HB_HV | Simple method region | 349923.5654 | 0.2048 | 71664.3462 | SCAN | 3.091e-07 | 0.022151 | Simple method | 0.019363
2021-03-01 | HB_HV | Simple method region | 349923.5654 | 0.2048 | 71664.3462 | SCGL | 1.1832e-08 | 0.0008479 | Simple method | 0.00074116
2021-03-01 | HB_HV | Simple method region | 349923.5654 | 0.2048 | 71664.3462 | SHPK | 3.8759e-09 | 0.00027776 | Simple method | 0.00024279
2021-03-01 | HB_HV | Simple method region | 349923.5654 | 0.2048 | 71664.3462 | SKOG | 0.0015217 | 109.055 | Simple method | 95.3261
2021-03-01 | HB_HV | Simple method region | 349923.5654 | 0.2048 | 71664.3462 | SOLE | 6.8495e-11 | 4.9086e-06 | Simple method | 4.2907e-06
2021-03-01 | HB_HV | Simple method region | 349923.5654 | 0.2048 | 71664.3462 | SOU2 | 0.00016283 | 11.6688 | Simple method | 10.1998
2021-03-01 | HB_HV | Simple method region | 349923.5654 | 0.2048 | 71664.3462 | TARW | 0.01084 | 776.8481 | Simple method | 679.0509
2021-03-01 | HB_HV | Simple method region | 349923.5654 | 0.2048 | 71664.3462 | TASM | 7.26e-07 | 0.052029 | Simple method | 0.045479
2021-03-01 | HB_HV | Simple method region | 349923.5654 | 0.2048 | 71664.3462 | TBOP | 2.4355e-05 | 1.7454 | Simple method | 1.5257
2021-03-01 | HB_HV | Simple method region | 349923.5654 | 0.2048 | 71664.3462 | TOD3 | 0.00012791 | 9.1663 | Simple method | 8.0124
2021-03-01 | HB_HV | Simple method region | 349923.5654 | 0.2048 | 71664.3462 | TOPE | 1.5099e-06 | 0.10821 | Simple method | 0.094587
2021-03-01 | HB_HV | Simple method region | 349923.5654 | 0.2048 | 71664.3462 | TRNZ | 8.1491e-06 | 0.584 | Simple method | 0.51048
2021-03-01 | HB_HV | Simple method region | 349923.5654 | 0.2048 | 71664.3462 | TRUG | 0.00048821 | 34.9872 | Simple method | 30.5827
2021-03-01 | HB_HV | Simple method region | 349923.5654 | 0.2048 | 71664.3462 | UNET | 0.0024862 | 178.1703 | Simple method | 155.7405
2021-03-01 | HB_HV | Simple method region | 349923.5654 | 0.2048 | 71664.3462 | UNIS | 0.2688 | 19263.186 | Simple method | 16838.1485
2021-03-01 | HB_HV | Simple method region | 349923.5654 | 0.2048 | 71664.3462 | VECT | 8.2142e-05 | 5.8867 | Simple method | 5.1456
2021-03-01 | HB_HV | Simple method region | 349923.5654 | 0.2048 | 71664.3462 | WAIP | 1.7914e-06 | 0.12838 | Simple method | 0.11222
2021-03-01 | HB_HV | Simple method region | 349923.5654 | 0.2048 | 71664.3462 | WATA | 2.8618e-07 | 0.020509 | Simple method | 0.017927
2021-03-01 | HB_HV | Simple method region | 349923.5654 | 0.2048 | 71664.3462 | WAV1 | 0.011144 | 798.6576 | Simple method | 698.1148
2021-03-01 | HB_HV | Simple method region | 349923.5654 | 0.2048 | 71664.3462 | WELE | 0.0021993 | 157.6115 | Simple method | 137.7698
2021-03-01 | HB_HV | Simple method region | 349923.5654 | 0.2048 | 71664.3462 | WNST | 2.1356e-06 | 0.15305 | Simple method | 0.13378
2021-03-01 | HB_HV | Simple method region | 349923.5654 | 0.2048 | 71664.3462 | WPOW | 1.6758e-07 | 0.01201 | Simple method | 0.010498
2021-03-01 | HB_HV | Simple method region | 349923.5654 | 0.2048 | 71664.3462 | WTOM | 3.7492e-06 | 0.26868 | Simple method | 0.23486
2020-04-01 | HB_LV | Simple method region | 12546.1822 | 2.1412 | 26863.8853 | ALPE | 5.1729e-07 | 0.013896 | Simple method | 0.012147
2020-04-01 | HB_LV | Simple method region | 12546.1822 | 2.1412 | 26863.8853 | BUEL | 2.7194e-08 | 0.00073053 | Simple method | 0.00063856
2020-04-01 | HB_LV | Simple method region | 12546.1822 | 2.1412 | 26863.8853 | CHBP | 2.0013e-07 | 0.0053761 | Simple method | 0.0046993
2020-04-01 | HB_LV | Simple method region | 12546.1822 | 2.1412 | 26863.8853 | COUP | 1.0639e-06 | 0.028581 | Simple method | 0.024983
2020-04-01 | HB_LV | Simple method region | 12546.1822 | 2.1412 | 26863.8853 | CTCT | 0.059955 | 1610.6337 | Simple method | 1407.8714
2020-04-01 | HB_LV | Simple method region | 12546.1822 | 2.1412 | 26863.8853 | DUNE | 5.9065e-05 | 1.5867 | Simple method | 1.387
2020-04-01 | HB_LV | Simple method region | 12546.1822 | 2.1412 | 26863.8853 | EASH | 3.4244e-07 | 0.0091994 | Simple method | 0.0080413
2020-04-01 | HB_LV | Simple method region | 12546.1822 | 2.1412 | 26863.8853 | EAST | 0.16638 | 4469.619 | Simple method | 3906.9398
2020-04-01 | HB_LV | Simple method region | 12546.1822 | 2.1412 | 26863.8853 | GENE | 0.32429 | 8711.6116 | Simple method | 7614.9091
2020-04-01 | HB_LV | Simple method region | 12546.1822 | 2.1412 | 26863.8853 | HORO | 3.4269e-06 | 0.09206 | Simple method | 0.08047
2020-04-01 | HB_LV | Simple method region | 12546.1822 | 2.1412 | 26863.8853 | HRZE | 2.6166e-05 | 0.70292 | Simple method | 0.61443
2020-04-01 | HB_LV | Simple method region | 12546.1822 | 2.1412 | 26863.8853 | KIWI | 1.2295e-05 | 0.33029 | Simple method | 0.28871
2020-04-01 | HB_LV | Simple method region | 12546.1822 | 2.1412 | 26863.8853 | KUPE | 1.0387e-07 | 0.0027904 | Simple method | 0.0024392
2020-04-01 | HB_LV | Simple method region | 12546.1822 | 2.1412 | 26863.8853 | MARL | 2.6205e-07 | 0.0070398 | Simple method | 0.0061536
2020-04-01 | HB_LV | Simple method region | 12546.1822 | 2.1412 | 26863.8853 | MELT | 2.0667e-05 | 0.5552 | Simple method | 0.48531
2020-04-01 | HB_LV | Simple method region | 12546.1822 | 2.1412 | 26863.8853 | MELW | 4.9766e-07 | 0.013369 | Simple method | 0.011686
2020-04-01 | HB_LV | Simple method region | 12546.1822 | 2.1412 | 26863.8853 | MERI | 0.032103 | 862.4154 | Simple method | 753.8462
2020-04-01 | HB_LV | Simple method region | 12546.1822 | 2.1412 | 26863.8853 | METH | 8.4049e-08 | 0.0022579 | Simple method | 0.0019736
2020-04-01 | HB_LV | Simple method region | 12546.1822 | 2.1412 | 26863.8853 | MPOW | 4.6801e-07 | 0.012573 | Simple method | 0.01099
2020-04-01 | HB_LV | Simple method region | 12546.1822 | 2.1412 | 26863.8853 | MRPL | 0.035668 | 958.1835 | Simple method | 837.5581
2020-04-01 | HB_LV | Simple method region | 12546.1822 | 2.1412 | 26863.8853 | MSVP | 0.0097802 | 262.7329 | Simple method | 229.6575
2020-04-01 | HB_LV | Simple method region | 12546.1822 | 2.1412 | 26863.8853 | NAPA | 0.014914 | 400.6474 | Simple method | 350.21
2020-04-01 | HB_LV | Simple method region | 12546.1822 | 2.1412 | 26863.8853 | NELS | 3.5879e-08 | 0.00096385 | Simple method | 0.00084251
2020-04-01 | HB_LV | Simple method region | 12546.1822 | 2.1412 | 26863.8853 | NPOW | 3.8884e-06 | 0.10446 | Simple method | 0.091308
2020-04-01 | HB_LV | Simple method region | 12546.1822 | 2.1412 | 26863.8853 | NTRG | 0.0091125 | 244.7964 | Simple method | 213.979
2020-04-01 | HB_LV | Simple method region | 12546.1822 | 2.1412 | 26863.8853 | NZAS | 1.552e-06 | 0.041692 | Simple method | 0.036443
2020-04-01 | HB_LV | Simple method region | 12546.1822 | 2.1412 | 26863.8853 | NZST | 1.3658e-06 | 0.03669 | Simple method | 0.032071
2020-04-01 | HB_LV | Simple method region | 12546.1822 | 2.1412 | 26863.8853 | OMVP | 1.349e-07 | 0.003624 | Simple method | 0.0031677
2020-04-01 | HB_LV | Simple method region | 12546.1822 | 2.1412 | 26863.8853 | ORON | 2.4258e-06 | 0.065168 | Simple method | 0.056964
2020-04-01 | HB_LV | Simple method region | 12546.1822 | 2.1412 | 26863.8853 | PANP | 0.0072786 | 195.531 | Simple method | 170.9157
2020-04-01 | HB_LV | Simple method region | 12546.1822 | 2.1412 | 26863.8853 | POCO | 9.3926e-05 | 2.5232 | Simple method | 2.2056
2020-04-01 | HB_LV | Simple method region | 12546.1822 | 2.1412 | 26863.8853 | POWN | 5.331e-05 | 1.4321 | Simple method | 1.2518
2020-04-01 | HB_LV | Simple method region | 12546.1822 | 2.1412 | 26863.8853 | RAYN | 9.3756e-09 | 0.00025186 | Simple method | 0.00022016
2020-04-01 | HB_LV | Simple method region | 12546.1822 | 2.1412 | 26863.8853 | SCAN | 1.402e-07 | 0.0037662 | Simple method | 0.0032921
2020-04-01 | HB_LV | Simple method region | 12546.1822 | 2.1412 | 26863.8853 | SCGL | 4.1012e-09 | 0.00011018 | Simple method | 9.6305e-05
2020-04-01 | HB_LV | Simple method region | 12546.1822 | 2.1412 | 26863.8853 | SHPK | 1.3436e-09 | 3.6093e-05 | Simple method | 3.1549e-05
2020-04-01 | HB_LV | Simple method region | 12546.1822 | 2.1412 | 26863.8853 | SKOG | 0.00079505 | 21.358 | Simple method | 18.6693
2020-04-01 | HB_LV | Simple method region | 12546.1822 | 2.1412 | 26863.8853 | SOLE | 3.8686e-11 | 1.0392e-06 | Simple method | 9.0842e-07
2020-04-01 | HB_LV | Simple method region | 12546.1822 | 2.1412 | 26863.8853 | SOU2 | 8.5121e-05 | 2.2867 | Simple method | 1.9988
2020-04-01 | HB_LV | Simple method region | 12546.1822 | 2.1412 | 26863.8853 | TARW | 0.0055707 | 149.6512 | Simple method | 130.8117
2020-04-01 | HB_LV | Simple method region | 12546.1822 | 2.1412 | 26863.8853 | TASM | 4.3438e-07 | 0.011669 | Simple method | 0.0102
2020-04-01 | HB_LV | Simple method region | 12546.1822 | 2.1412 | 26863.8853 | TBOP | 1.0886e-05 | 0.29243 | Simple method | 0.25562
2020-04-01 | HB_LV | Simple method region | 12546.1822 | 2.1412 | 26863.8853 | TOD3 | 5.7168e-05 | 1.5358 | Simple method | 1.3424
2020-04-01 | HB_LV | Simple method region | 12546.1822 | 2.1412 | 26863.8853 | TOPE | 4.9252e-07 | 0.013231 | Simple method | 0.011565
2020-04-01 | HB_LV | Simple method region | 12546.1822 | 2.1412 | 26863.8853 | TRNZ | 4.1225e-06 | 0.11075 | Simple method | 0.096806
2020-04-01 | HB_LV | Simple method region | 12546.1822 | 2.1412 | 26863.8853 | TRUG | 0.00025329 | 6.8044 | Simple method | 5.9478
2020-04-01 | HB_LV | Simple method region | 12546.1822 | 2.1412 | 26863.8853 | UNET | 0.0012737 | 34.2162 | Simple method | 29.9087
2020-04-01 | HB_LV | Simple method region | 12546.1822 | 2.1412 | 26863.8853 | UNIS | 0.3253 | 8738.8291 | Simple method | 7638.7002
2020-04-01 | HB_LV | Simple method region | 12546.1822 | 2.1412 | 26863.8853 | VECT | 2.8146e-05 | 0.7561 | Simple method | 0.66092
2020-04-01 | HB_LV | Simple method region | 12546.1822 | 2.1412 | 26863.8853 | WAIP | 6.0725e-07 | 0.016313 | Simple method | 0.01426
2020-04-01 | HB_LV | Simple method region | 12546.1822 | 2.1412 | 26863.8853 | WATA | 1.7645e-07 | 0.0047401 | Simple method | 0.0041433
2020-04-01 | HB_LV | Simple method region | 12546.1822 | 2.1412 | 26863.8853 | WAV1 | 0.0057271 | 153.8526 | Simple method | 134.4841
2020-04-01 | HB_LV | Simple method region | 12546.1822 | 2.1412 | 26863.8853 | WELE | 0.001129 | 30.3303 | Simple method | 26.512
2020-04-01 | HB_LV | Simple method region | 12546.1822 | 2.1412 | 26863.8853 | WNST | 7.9417e-07 | 0.021334 | Simple method | 0.018649
2020-04-01 | HB_LV | Simple method region | 12546.1822 | 2.1412 | 26863.8853 | WPOW | 1.0023e-07 | 0.0026927 | Simple method | 0.0023537
2020-04-01 | HB_LV | Simple method region | 12546.1822 | 2.1412 | 26863.8853 | WTOM | 1.6971e-06 | 0.04559 | Simple method | 0.039851
2020-05-01 | HB_LV | Simple method region | 399985.9044 | 0.3989 | 159554.3773 | ALPE | 5.1729e-07 | 0.082536 | Simple method | 0.072145
2020-05-01 | HB_LV | Simple method region | 399985.9044 | 0.3989 | 159554.3773 | BUEL | 2.7194e-08 | 0.0043389 | Simple method | 0.0037927
2020-05-01 | HB_LV | Simple method region | 399985.9044 | 0.3989 | 159554.3773 | CHBP | 2.0013e-07 | 0.031931 | Simple method | 0.027911
2020-05-01 | HB_LV | Simple method region | 399985.9044 | 0.3989 | 159554.3773 | COUP | 1.0639e-06 | 0.16975 | Simple method | 0.14838
2020-05-01 | HB_LV | Simple method region | 399985.9044 | 0.3989 | 159554.3773 | CTCT | 0.059955 | 9566.1389 | Simple method | 8361.8601
2020-05-01 | HB_LV | Simple method region | 399985.9044 | 0.3989 | 159554.3773 | DUNE | 5.9065e-05 | 9.4241 | Simple method | 8.2377
2020-05-01 | HB_LV | Simple method region | 399985.9044 | 0.3989 | 159554.3773 | EASH | 3.4244e-07 | 0.054638 | Simple method | 0.04776
2020-05-01 | HB_LV | Simple method region | 399985.9044 | 0.3989 | 159554.3773 | EAST | 0.16638 | 26546.6914 | Simple method | 23204.7354
2020-05-01 | HB_LV | Simple method region | 399985.9044 | 0.3989 | 159554.3773 | GENE | 0.32429 | 51741.4272 | Simple method | 45227.7124
2020-05-01 | HB_LV | Simple method region | 399985.9044 | 0.3989 | 159554.3773 | HORO | 3.4269e-06 | 0.54678 | Simple method | 0.47794
2020-05-01 | HB_LV | Simple method region | 399985.9044 | 0.3989 | 159554.3773 | HRZE | 2.6166e-05 | 4.1749 | Simple method | 3.6493
2020-05-01 | HB_LV | Simple method region | 399985.9044 | 0.3989 | 159554.3773 | KIWI | 1.2295e-05 | 1.9617 | Simple method | 1.7147
2020-05-01 | HB_LV | Simple method region | 399985.9044 | 0.3989 | 159554.3773 | KUPE | 1.0387e-07 | 0.016573 | Simple method | 0.014487
2020-05-01 | HB_LV | Simple method region | 399985.9044 | 0.3989 | 159554.3773 | MARL | 2.6205e-07 | 0.041812 | Simple method | 0.036548
2020-05-01 | HB_LV | Simple method region | 399985.9044 | 0.3989 | 159554.3773 | MELT | 2.0667e-05 | 3.2975 | Simple method | 2.8824
2020-05-01 | HB_LV | Simple method region | 399985.9044 | 0.3989 | 159554.3773 | MELW | 4.9766e-07 | 0.079404 | Simple method | 0.069408
2020-05-01 | HB_LV | Simple method region | 399985.9044 | 0.3989 | 159554.3773 | MERI | 0.032103 | 5122.1987 | Simple method | 4477.3664
2020-05-01 | HB_LV | Simple method region | 399985.9044 | 0.3989 | 159554.3773 | METH | 8.4049e-08 | 0.01341 | Simple method | 0.011722
2020-05-01 | HB_LV | Simple method region | 399985.9044 | 0.3989 | 159554.3773 | MPOW | 4.6801e-07 | 0.074673 | Simple method | 0.065273
2020-05-01 | HB_LV | Simple method region | 399985.9044 | 0.3989 | 159554.3773 | MRPL | 0.035668 | 5691.0002 | Simple method | 4974.5617
2020-05-01 | HB_LV | Simple method region | 399985.9044 | 0.3989 | 159554.3773 | MSVP | 0.0097802 | 1560.4662 | Simple method | 1364.0196
2020-05-01 | HB_LV | Simple method region | 399985.9044 | 0.3989 | 159554.3773 | NAPA | 0.014914 | 2379.5908 | Simple method | 2080.0247
2020-05-01 | HB_LV | Simple method region | 399985.9044 | 0.3989 | 159554.3773 | NELS | 3.5879e-08 | 0.0057247 | Simple method | 0.005004
2020-05-01 | HB_LV | Simple method region | 399985.9044 | 0.3989 | 159554.3773 | NPOW | 3.8884e-06 | 0.62041 | Simple method | 0.54231
2020-05-01 | HB_LV | Simple method region | 399985.9044 | 0.3989 | 159554.3773 | NTRG | 0.0091125 | 1453.9347 | Simple method | 1270.8992
2020-05-01 | HB_LV | Simple method region | 399985.9044 | 0.3989 | 159554.3773 | NZAS | 1.552e-06 | 0.24762 | Simple method | 0.21645
2020-05-01 | HB_LV | Simple method region | 399985.9044 | 0.3989 | 159554.3773 | NZST | 1.3658e-06 | 0.21792 | Simple method | 0.19048
2020-05-01 | HB_LV | Simple method region | 399985.9044 | 0.3989 | 159554.3773 | OMVP | 1.349e-07 | 0.021524 | Simple method | 0.018814
2020-05-01 | HB_LV | Simple method region | 399985.9044 | 0.3989 | 159554.3773 | ORON | 2.4258e-06 | 0.38705 | Simple method | 0.33833
2020-05-01 | HB_LV | Simple method region | 399985.9044 | 0.3989 | 159554.3773 | PANP | 0.0072786 | 1161.3298 | Simple method | 1015.1303
2020-05-01 | HB_LV | Simple method region | 399985.9044 | 0.3989 | 159554.3773 | POCO | 9.3926e-05 | 14.9863 | Simple method | 13.0997
2020-05-01 | HB_LV | Simple method region | 399985.9044 | 0.3989 | 159554.3773 | POWN | 5.331e-05 | 8.5059 | Simple method | 7.4351
2020-05-01 | HB_LV | Simple method region | 399985.9044 | 0.3989 | 159554.3773 | RAYN | 9.3756e-09 | 0.0014959 | Simple method | 0.0013076
2020-05-01 | HB_LV | Simple method region | 399985.9044 | 0.3989 | 159554.3773 | SCAN | 1.402e-07 | 0.022369 | Simple method | 0.019553
2020-05-01 | HB_LV | Simple method region | 399985.9044 | 0.3989 | 159554.3773 | SCGL | 4.1012e-09 | 0.00065437 | Simple method | 0.00057199
2020-05-01 | HB_LV | Simple method region | 399985.9044 | 0.3989 | 159554.3773 | SHPK | 1.3436e-09 | 0.00021437 | Simple method | 0.00018738
2020-05-01 | HB_LV | Simple method region | 399985.9044 | 0.3989 | 159554.3773 | SKOG | 0.00079505 | 126.853 | Simple method | 110.8835
2020-05-01 | HB_LV | Simple method region | 399985.9044 | 0.3989 | 159554.3773 | SOLE | 3.8686e-11 | 6.1725e-06 | Simple method | 5.3954e-06
2020-05-01 | HB_LV | Simple method region | 399985.9044 | 0.3989 | 159554.3773 | SOU2 | 8.5121e-05 | 13.5814 | Simple method | 11.8717
2020-05-01 | HB_LV | Simple method region | 399985.9044 | 0.3989 | 159554.3773 | TARW | 0.0055707 | 888.8331 | Simple method | 776.9382
2020-05-01 | HB_LV | Simple method region | 399985.9044 | 0.3989 | 159554.3773 | TASM | 4.3438e-07 | 0.069307 | Simple method | 0.060582
2020-05-01 | HB_LV | Simple method region | 399985.9044 | 0.3989 | 159554.3773 | TBOP | 1.0886e-05 | 1.7369 | Simple method | 1.5182
2020-05-01 | HB_LV | Simple method region | 399985.9044 | 0.3989 | 159554.3773 | TOD3 | 5.7168e-05 | 9.1214 | Simple method | 7.9731
2020-05-01 | HB_LV | Simple method region | 399985.9044 | 0.3989 | 159554.3773 | TOPE | 4.9252e-07 | 0.078584 | Simple method | 0.068691
2020-05-01 | HB_LV | Simple method region | 399985.9044 | 0.3989 | 159554.3773 | TRNZ | 4.1225e-06 | 0.65777 | Simple method | 0.57496
2020-05-01 | HB_LV | Simple method region | 399985.9044 | 0.3989 | 159554.3773 | TRUG | 0.00025329 | 40.4136 | Simple method | 35.326
2020-05-01 | HB_LV | Simple method region | 399985.9044 | 0.3989 | 159554.3773 | UNET | 0.0012737 | 203.2224 | Simple method | 177.6388
2020-05-01 | HB_LV | Simple method region | 399985.9044 | 0.3989 | 159554.3773 | UNIS | 0.3253 | 51903.082 | Simple method | 45369.0165
2020-05-01 | HB_LV | Simple method region | 399985.9044 | 0.3989 | 159554.3773 | VECT | 2.8146e-05 | 4.4908 | Simple method | 3.9254
2020-05-01 | HB_LV | Simple method region | 399985.9044 | 0.3989 | 159554.3773 | WAIP | 6.0725e-07 | 0.09689 | Simple method | 0.084693
2020-05-01 | HB_LV | Simple method region | 399985.9044 | 0.3989 | 159554.3773 | WATA | 1.7645e-07 | 0.028153 | Simple method | 0.024609
2020-05-01 | HB_LV | Simple method region | 399985.9044 | 0.3989 | 159554.3773 | WAV1 | 0.0057271 | 913.7865 | Simple method | 798.7502
2020-05-01 | HB_LV | Simple method region | 399985.9044 | 0.3989 | 159554.3773 | WELE | 0.001129 | 180.1427 | Simple method | 157.4646
2020-05-01 | HB_LV | Simple method region | 399985.9044 | 0.3989 | 159554.3773 | WNST | 7.9417e-07 | 0.12671 | Simple method | 0.11076
2020-05-01 | HB_LV | Simple method region | 399985.9044 | 0.3989 | 159554.3773 | WPOW | 1.0023e-07 | 0.015993 | Simple method | 0.013979
2020-05-01 | HB_LV | Simple method region | 399985.9044 | 0.3989 | 159554.3773 | WTOM | 1.6971e-06 | 0.27078 | Simple method | 0.23669
2020-06-01 | HB_LV | Simple method region | 372087.7484 | 0.4449 | 165541.8392 | ALPE | 5.1729e-07 | 0.085633 | Simple method | 0.074853
2020-06-01 | HB_LV | Simple method region | 372087.7484 | 0.4449 | 165541.8392 | BUEL | 2.7194e-08 | 0.0045017 | Simple method | 0.003935
2020-06-01 | HB_LV | Simple method region | 372087.7484 | 0.4449 | 165541.8392 | CHBP | 2.0013e-07 | 0.033129 | Simple method | 0.028958
2020-06-01 | HB_LV | Simple method region | 372087.7484 | 0.4449 | 165541.8392 | COUP | 1.0639e-06 | 0.17612 | Simple method | 0.15395
2020-06-01 | HB_LV | Simple method region | 372087.7484 | 0.4449 | 165541.8392 | CTCT | 0.059955 | 9925.1192 | Simple method | 8675.6486
2020-06-01 | HB_LV | Simple method region | 372087.7484 | 0.4449 | 165541.8392 | DUNE | 5.9065e-05 | 9.7778 | Simple method | 8.5468
2020-06-01 | HB_LV | Simple method region | 372087.7484 | 0.4449 | 165541.8392 | EASH | 3.4244e-07 | 0.056689 | Simple method | 0.049552
2020-06-01 | HB_LV | Simple method region | 372087.7484 | 0.4449 | 165541.8392 | EAST | 0.16638 | 27542.8866 | Simple method | 24075.5198
2020-06-01 | HB_LV | Simple method region | 372087.7484 | 0.4449 | 165541.8392 | GENE | 0.32429 | 53683.0839 | Simple method | 46924.9345
2020-06-01 | HB_LV | Simple method region | 372087.7484 | 0.4449 | 165541.8392 | HORO | 3.4269e-06 | 0.56729 | Simple method | 0.49588
2020-06-01 | HB_LV | Simple method region | 372087.7484 | 0.4449 | 165541.8392 | HRZE | 2.6166e-05 | 4.3316 | Simple method | 3.7863
2020-06-01 | HB_LV | Simple method region | 372087.7484 | 0.4449 | 165541.8392 | KIWI | 1.2295e-05 | 2.0353 | Simple method | 1.7791
2020-06-01 | HB_LV | Simple method region | 372087.7484 | 0.4449 | 165541.8392 | KUPE | 1.0387e-07 | 0.017195 | Simple method | 0.015031
2020-06-01 | HB_LV | Simple method region | 372087.7484 | 0.4449 | 165541.8392 | MARL | 2.6205e-07 | 0.043381 | Simple method | 0.03792
2020-06-01 | HB_LV | Simple method region | 372087.7484 | 0.4449 | 165541.8392 | MELT | 2.0667e-05 | 3.4213 | Simple method | 2.9906
2020-06-01 | HB_LV | Simple method region | 372087.7484 | 0.4449 | 165541.8392 | MELW | 4.9766e-07 | 0.082384 | Simple method | 0.072013
2020-06-01 | HB_LV | Simple method region | 372087.7484 | 0.4449 | 165541.8392 | MERI | 0.032103 | 5314.4151 | Simple method | 4645.3848
2020-06-01 | HB_LV | Simple method region | 372087.7484 | 0.4449 | 165541.8392 | METH | 8.4049e-08 | 0.013914 | Simple method | 0.012162
2020-06-01 | HB_LV | Simple method region | 372087.7484 | 0.4449 | 165541.8392 | MPOW | 4.6801e-07 | 0.077475 | Simple method | 0.067722
2020-06-01 | HB_LV | Simple method region | 372087.7484 | 0.4449 | 165541.8392 | MRPL | 0.035668 | 5904.5616 | Simple method | 5161.2378
2020-06-01 | HB_LV | Simple method region | 372087.7484 | 0.4449 | 165541.8392 | MSVP | 0.0097802 | 1619.0245 | Simple method | 1415.206
2020-06-01 | HB_LV | Simple method region | 372087.7484 | 0.4449 | 165541.8392 | NAPA | 0.014914 | 2468.8877 | Simple method | 2158.08
2020-06-01 | HB_LV | Simple method region | 372087.7484 | 0.4449 | 165541.8392 | NELS | 3.5879e-08 | 0.0059395 | Simple method | 0.0051918
2020-06-01 | HB_LV | Simple method region | 372087.7484 | 0.4449 | 165541.8392 | NPOW | 3.8884e-06 | 0.6437 | Simple method | 0.56266
2020-06-01 | HB_LV | Simple method region | 372087.7484 | 0.4449 | 165541.8392 | NTRG | 0.0091125 | 1508.4952 | Simple method | 1318.5912
2020-06-01 | HB_LV | Simple method region | 372087.7484 | 0.4449 | 165541.8392 | NZAS | 1.552e-06 | 0.25692 | Simple method | 0.22457
2020-06-01 | HB_LV | Simple method region | 372087.7484 | 0.4449 | 165541.8392 | NZST | 1.3658e-06 | 0.22609 | Simple method | 0.19763
2020-06-01 | HB_LV | Simple method region | 372087.7484 | 0.4449 | 165541.8392 | OMVP | 1.349e-07 | 0.022332 | Simple method | 0.01952
2020-06-01 | HB_LV | Simple method region | 372087.7484 | 0.4449 | 165541.8392 | ORON | 2.4258e-06 | 0.40158 | Simple method | 0.35102
2020-06-01 | HB_LV | Simple method region | 372087.7484 | 0.4449 | 165541.8392 | PANP | 0.0072786 | 1204.91 | Simple method | 1053.2242
2020-06-01 | HB_LV | Simple method region | 372087.7484 | 0.4449 | 165541.8392 | POCO | 9.3926e-05 | 15.5487 | Simple method | 13.5913
2020-06-01 | HB_LV | Simple method region | 372087.7484 | 0.4449 | 165541.8392 | POWN | 5.331e-05 | 8.8251 | Simple method | 7.7141
2020-06-01 | HB_LV | Simple method region | 372087.7484 | 0.4449 | 165541.8392 | RAYN | 9.3756e-09 | 0.001552 | Simple method | 0.0013567
2020-06-01 | HB_LV | Simple method region | 372087.7484 | 0.4449 | 165541.8392 | SCAN | 1.402e-07 | 0.023208 | Simple method | 0.020287
2020-06-01 | HB_LV | Simple method region | 372087.7484 | 0.4449 | 165541.8392 | SCGL | 4.1012e-09 | 0.00067893 | Simple method | 0.00059346
2020-06-01 | HB_LV | Simple method region | 372087.7484 | 0.4449 | 165541.8392 | SHPK | 1.3436e-09 | 0.00022242 | Simple method | 0.00019442
2020-06-01 | HB_LV | Simple method region | 372087.7484 | 0.4449 | 165541.8392 | SKOG | 0.00079505 | 131.6133 | Simple method | 115.0446
2020-06-01 | HB_LV | Simple method region | 372087.7484 | 0.4449 | 165541.8392 | SOLE | 3.8686e-11 | 6.4041e-06 | Simple method | 5.5979e-06
2020-06-01 | HB_LV | Simple method region | 372087.7484 | 0.4449 | 165541.8392 | SOU2 | 8.5121e-05 | 14.0911 | Simple method | 12.3172
2020-06-01 | HB_LV | Simple method region | 372087.7484 | 0.4449 | 165541.8392 | TARW | 0.0055707 | 922.1876 | Simple method | 806.0937
2020-06-01 | HB_LV | Simple method region | 372087.7484 | 0.4449 | 165541.8392 | TASM | 4.3438e-07 | 0.071908 | Simple method | 0.062855
2020-06-01 | HB_LV | Simple method region | 372087.7484 | 0.4449 | 165541.8392 | TBOP | 1.0886e-05 | 1.802 | Simple method | 1.5752
2020-06-01 | HB_LV | Simple method region | 372087.7484 | 0.4449 | 165541.8392 | TOD3 | 5.7168e-05 | 9.4637 | Simple method | 8.2723
2020-06-01 | HB_LV | Simple method region | 372087.7484 | 0.4449 | 165541.8392 | TOPE | 4.9252e-07 | 0.081533 | Simple method | 0.071268
2020-06-01 | HB_LV | Simple method region | 372087.7484 | 0.4449 | 165541.8392 | TRNZ | 4.1225e-06 | 0.68245 | Simple method | 0.59654
2020-06-01 | HB_LV | Simple method region | 372087.7484 | 0.4449 | 165541.8392 | TRUG | 0.00025329 | 41.9302 | Simple method | 36.6516
2020-06-01 | HB_LV | Simple method region | 372087.7484 | 0.4449 | 165541.8392 | UNET | 0.0012737 | 210.8486 | Simple method | 184.3049
2020-06-01 | HB_LV | Simple method region | 372087.7484 | 0.4449 | 165541.8392 | UNIS | 0.3253 | 53850.805 | Simple method | 47071.5411
2020-06-01 | HB_LV | Simple method region | 372087.7484 | 0.4449 | 165541.8392 | VECT | 2.8146e-05 | 4.6593 | Simple method | 4.0727
2020-06-01 | HB_LV | Simple method region | 372087.7484 | 0.4449 | 165541.8392 | WAIP | 6.0725e-07 | 0.10053 | Simple method | 0.087871
2020-06-01 | HB_LV | Simple method region | 372087.7484 | 0.4449 | 165541.8392 | WATA | 1.7645e-07 | 0.02921 | Simple method | 0.025532
2020-06-01 | HB_LV | Simple method region | 372087.7484 | 0.4449 | 165541.8392 | WAV1 | 0.0057271 | 948.0774 | Simple method | 828.7242
2020-06-01 | HB_LV | Simple method region | 372087.7484 | 0.4449 | 165541.8392 | WELE | 0.001129 | 186.9028 | Simple method | 163.3737
2020-06-01 | HB_LV | Simple method region | 372087.7484 | 0.4449 | 165541.8392 | WNST | 7.9417e-07 | 0.13147 | Simple method | 0.11492
2020-06-01 | HB_LV | Simple method region | 372087.7484 | 0.4449 | 165541.8392 | WPOW | 1.0023e-07 | 0.016593 | Simple method | 0.014504
2020-06-01 | HB_LV | Simple method region | 372087.7484 | 0.4449 | 165541.8392 | WTOM | 1.6971e-06 | 0.28094 | Simple method | 0.24557
2020-07-01 | HB_LV | Simple method region | 188738.3466 | 0.5722 | 107996.0819 | ALPE | 5.1729e-07 | 0.055865 | Simple method | 0.048832
2020-07-01 | HB_LV | Simple method region | 188738.3466 | 0.5722 | 107996.0819 | BUEL | 2.7194e-08 | 0.0029368 | Simple method | 0.0025671
2020-07-01 | HB_LV | Simple method region | 188738.3466 | 0.5722 | 107996.0819 | CHBP | 2.0013e-07 | 0.021613 | Simple method | 0.018892
2020-07-01 | HB_LV | Simple method region | 188738.3466 | 0.5722 | 107996.0819 | COUP | 1.0639e-06 | 0.1149 | Simple method | 0.10043
2020-07-01 | HB_LV | Simple method region | 188738.3466 | 0.5722 | 107996.0819 | CTCT | 0.059955 | 6474.9431 | Simple method | 5659.8142
2020-07-01 | HB_LV | Simple method region | 188738.3466 | 0.5722 | 107996.0819 | DUNE | 5.9065e-05 | 6.3788 | Simple method | 5.5758
2020-07-01 | HB_LV | Simple method region | 188738.3466 | 0.5722 | 107996.0819 | EASH | 3.4244e-07 | 0.036983 | Simple method | 0.032327
2020-07-01 | HB_LV | Simple method region | 188738.3466 | 0.5722 | 107996.0819 | EAST | 0.16638 | 17968.4112 | Simple method | 15706.3726
2020-07-01 | HB_LV | Simple method region | 188738.3466 | 0.5722 | 107996.0819 | GENE | 0.32429 | 35021.7368 | Simple method | 30612.8595
2020-07-01 | HB_LV | Simple method region | 188738.3466 | 0.5722 | 107996.0819 | HORO | 3.4269e-06 | 0.37009 | Simple method | 0.3235
2020-07-01 | HB_LV | Simple method region | 188738.3466 | 0.5722 | 107996.0819 | HRZE | 2.6166e-05 | 2.8258 | Simple method | 2.4701
2020-07-01 | HB_LV | Simple method region | 188738.3466 | 0.5722 | 107996.0819 | KIWI | 1.2295e-05 | 1.3278 | Simple method | 1.1606
2020-07-01 | HB_LV | Simple method region | 188738.3466 | 0.5722 | 107996.0819 | KUPE | 1.0387e-07 | 0.011218 | Simple method | 0.0098057
2020-07-01 | HB_LV | Simple method region | 188738.3466 | 0.5722 | 107996.0819 | MARL | 2.6205e-07 | 0.028301 | Simple method | 0.024738
2020-07-01 | HB_LV | Simple method region | 188738.3466 | 0.5722 | 107996.0819 | MELT | 2.0667e-05 | 2.232 | Simple method | 1.951
2020-07-01 | HB_LV | Simple method region | 188738.3466 | 0.5722 | 107996.0819 | MELW | 4.9766e-07 | 0.053745 | Simple method | 0.046979
2020-07-01 | HB_LV | Simple method region | 188738.3466 | 0.5722 | 107996.0819 | MERI | 0.032103 | 3467.0148 | Simple method | 3030.5532
2020-07-01 | HB_LV | Simple method region | 188738.3466 | 0.5722 | 107996.0819 | METH | 8.4049e-08 | 0.009077 | Simple method | 0.0079343
2020-07-01 | HB_LV | Simple method region | 188738.3466 | 0.5722 | 107996.0819 | MPOW | 4.6801e-07 | 0.050543 | Simple method | 0.04418
2020-07-01 | HB_LV | Simple method region | 188738.3466 | 0.5722 | 107996.0819 | MRPL | 0.035668 | 3852.0142 | Simple method | 3367.0851
2020-07-01 | HB_LV | Simple method region | 188738.3466 | 0.5722 | 107996.0819 | MSVP | 0.0097802 | 1056.2182 | Simple method | 923.2512
2020-07-01 | HB_LV | Simple method region | 188738.3466 | 0.5722 | 107996.0819 | NAPA | 0.014914 | 1610.6514 | Simple method | 1407.8869
2020-07-01 | HB_LV | Simple method region | 188738.3466 | 0.5722 | 107996.0819 | NELS | 3.5879e-08 | 0.0038748 | Simple method | 0.003387
2020-07-01 | HB_LV | Simple method region | 188738.3466 | 0.5722 | 107996.0819 | NPOW | 3.8884e-06 | 0.41993 | Simple method | 0.36707
2020-07-01 | HB_LV | Simple method region | 188738.3466 | 0.5722 | 107996.0819 | NTRG | 0.0091125 | 984.1112 | Simple method | 860.2217
2020-07-01 | HB_LV | Simple method region | 188738.3466 | 0.5722 | 107996.0819 | NZAS | 1.552e-06 | 0.16761 | Simple method | 0.14651
2020-07-01 | HB_LV | Simple method region | 188738.3466 | 0.5722 | 107996.0819 | NZST | 1.3658e-06 | 0.1475 | Simple method | 0.12893
2020-07-01 | HB_LV | Simple method region | 188738.3466 | 0.5722 | 107996.0819 | OMVP | 1.349e-07 | 0.014569 | Simple method | 0.012735
2020-07-01 | HB_LV | Simple method region | 188738.3466 | 0.5722 | 107996.0819 | ORON | 2.4258e-06 | 0.26198 | Simple method | 0.229
2020-07-01 | HB_LV | Simple method region | 188738.3466 | 0.5722 | 107996.0819 | PANP | 0.0072786 | 786.0584 | Simple method | 687.1017
2020-07-01 | HB_LV | Simple method region | 188738.3466 | 0.5722 | 107996.0819 | POCO | 9.3926e-05 | 10.1436 | Simple method | 8.8667
2020-07-01 | HB_LV | Simple method region | 188738.3466 | 0.5722 | 107996.0819 | POWN | 5.331e-05 | 5.7573 | Simple method | 5.0325
2020-07-01 | HB_LV | Simple method region | 188738.3466 | 0.5722 | 107996.0819 | RAYN | 9.3756e-09 | 0.0010125 | Simple method | 0.00088506
2020-07-01 | HB_LV | Simple method region | 188738.3466 | 0.5722 | 107996.0819 | SCAN | 1.402e-07 | 0.015141 | Simple method | 0.013235
2020-07-01 | HB_LV | Simple method region | 188738.3466 | 0.5722 | 107996.0819 | SCGL | 4.1012e-09 | 0.00044292 | Simple method | 0.00038716
2020-07-01 | HB_LV | Simple method region | 188738.3466 | 0.5722 | 107996.0819 | SHPK | 1.3436e-09 | 0.0001451 | Simple method | 0.00012683
2020-07-01 | HB_LV | Simple method region | 188738.3466 | 0.5722 | 107996.0819 | SKOG | 0.00079505 | 85.8618 | Simple method | 75.0527
2020-07-01 | HB_LV | Simple method region | 188738.3466 | 0.5722 | 107996.0819 | SOLE | 3.8686e-11 | 4.1779e-06 | Simple method | 3.6519e-06
2020-07-01 | HB_LV | Simple method region | 188738.3466 | 0.5722 | 107996.0819 | SOU2 | 8.5121e-05 | 9.1927 | Simple method | 8.0355
2020-07-01 | HB_LV | Simple method region | 188738.3466 | 0.5722 | 107996.0819 | TARW | 0.0055707 | 601.6162 | Simple method | 525.8789
2020-07-01 | HB_LV | Simple method region | 188738.3466 | 0.5722 | 107996.0819 | TASM | 4.3438e-07 | 0.046911 | Simple method | 0.041006
2020-07-01 | HB_LV | Simple method region | 188738.3466 | 0.5722 | 107996.0819 | TBOP | 1.0886e-05 | 1.1756 | Simple method | 1.0276
2020-07-01 | HB_LV | Simple method region | 188738.3466 | 0.5722 | 107996.0819 | TOD3 | 5.7168e-05 | 6.1739 | Simple method | 5.3967
2020-07-01 | HB_LV | Simple method region | 188738.3466 | 0.5722 | 107996.0819 | TOPE | 4.9252e-07 | 0.05319 | Simple method | 0.046494
2020-07-01 | HB_LV | Simple method region | 188738.3466 | 0.5722 | 107996.0819 | TRNZ | 4.1225e-06 | 0.44522 | Simple method | 0.38917
2020-07-01 | HB_LV | Simple method region | 188738.3466 | 0.5722 | 107996.0819 | TRUG | 0.00025329 | 27.3544 | Simple method | 23.9108
2020-07-01 | HB_LV | Simple method region | 188738.3466 | 0.5722 | 107996.0819 | UNET | 0.0012737 | 137.5533 | Simple method | 120.2367
2020-07-01 | HB_LV | Simple method region | 188738.3466 | 0.5722 | 107996.0819 | UNIS | 0.3253 | 35131.1546 | Simple method | 30708.5027
2020-07-01 | HB_LV | Simple method region | 188738.3466 | 0.5722 | 107996.0819 | VECT | 2.8146e-05 | 3.0396 | Simple method | 2.657
2020-07-01 | HB_LV | Simple method region | 188738.3466 | 0.5722 | 107996.0819 | WAIP | 6.0725e-07 | 0.065581 | Simple method | 0.057325
2020-07-01 | HB_LV | Simple method region | 188738.3466 | 0.5722 | 107996.0819 | WATA | 1.7645e-07 | 0.019056 | Simple method | 0.016657
2020-07-01 | HB_LV | Simple method region | 188738.3466 | 0.5722 | 107996.0819 | WAV1 | 0.0057271 | 618.5062 | Simple method | 540.6426
2020-07-01 | HB_LV | Simple method region | 188738.3466 | 0.5722 | 107996.0819 | WELE | 0.001129 | 121.9315 | Simple method | 106.5816
2020-07-01 | HB_LV | Simple method region | 188738.3466 | 0.5722 | 107996.0819 | WNST | 7.9417e-07 | 0.085767 | Simple method | 0.07497
2020-07-01 | HB_LV | Simple method region | 188738.3466 | 0.5722 | 107996.0819 | WPOW | 1.0023e-07 | 0.010825 | Simple method | 0.0094621
2020-07-01 | HB_LV | Simple method region | 188738.3466 | 0.5722 | 107996.0819 | WTOM | 1.6971e-06 | 0.18328 | Simple method | 0.16021
2020-08-01 | HB_LV | Simple method region | 101768.9703 | 0.9035 | 91948.2647 | ALPE | 5.1729e-07 | 0.047564 | Simple method | 0.041576
2020-08-01 | HB_LV | Simple method region | 101768.9703 | 0.9035 | 91948.2647 | BUEL | 2.7194e-08 | 0.0025004 | Simple method | 0.0021856
2020-08-01 | HB_LV | Simple method region | 101768.9703 | 0.9035 | 91948.2647 | CHBP | 2.0013e-07 | 0.018401 | Simple method | 0.016085
2020-08-01 | HB_LV | Simple method region | 101768.9703 | 0.9035 | 91948.2647 | COUP | 1.0639e-06 | 0.097825 | Simple method | 0.08551
2020-08-01 | HB_LV | Simple method region | 101768.9703 | 0.9035 | 91948.2647 | CTCT | 0.059955 | 5512.7906 | Simple method | 4818.7868
2020-08-01 | HB_LV | Simple method region | 101768.9703 | 0.9035 | 91948.2647 | DUNE | 5.9065e-05 | 5.4309 | Simple method | 4.7472
2020-08-01 | HB_LV | Simple method region | 101768.9703 | 0.9035 | 91948.2647 | EASH | 3.4244e-07 | 0.031487 | Simple method | 0.027523
2020-08-01 | HB_LV | Simple method region | 101768.9703 | 0.9035 | 91948.2647 | EAST | 0.16638 | 15298.3719 | Simple method | 13372.4639
2020-08-01 | HB_LV | Simple method region | 101768.9703 | 0.9035 | 91948.2647 | GENE | 0.32429 | 29817.6366 | Simple method | 26063.9021
2020-08-01 | HB_LV | Simple method region | 101768.9703 | 0.9035 | 91948.2647 | HORO | 3.4269e-06 | 0.3151 | Simple method | 0.27543
2020-08-01 | HB_LV | Simple method region | 101768.9703 | 0.9035 | 91948.2647 | HRZE | 2.6166e-05 | 2.4059 | Simple method | 2.1031
2020-08-01 | HB_LV | Simple method region | 101768.9703 | 0.9035 | 91948.2647 | KIWI | 1.2295e-05 | 1.1305 | Simple method | 0.98818
2020-08-01 | HB_LV | Simple method region | 101768.9703 | 0.9035 | 91948.2647 | KUPE | 1.0387e-07 | 0.009551 | Simple method | 0.0083486
2020-08-01 | HB_LV | Simple method region | 101768.9703 | 0.9035 | 91948.2647 | MARL | 2.6205e-07 | 0.024095 | Simple method | 0.021062
2020-08-01 | HB_LV | Simple method region | 101768.9703 | 0.9035 | 91948.2647 | MELT | 2.0667e-05 | 1.9003 | Simple method | 1.6611
2020-08-01 | HB_LV | Simple method region | 101768.9703 | 0.9035 | 91948.2647 | MELW | 4.9766e-07 | 0.045759 | Simple method | 0.039999
2020-08-01 | HB_LV | Simple method region | 101768.9703 | 0.9035 | 91948.2647 | MERI | 0.032103 | 2951.8293 | Simple method | 2580.2242
2020-08-01 | HB_LV | Simple method region | 101768.9703 | 0.9035 | 91948.2647 | METH | 8.4049e-08 | 0.0077282 | Simple method | 0.0067553
2020-08-01 | HB_LV | Simple method region | 101768.9703 | 0.9035 | 91948.2647 | MPOW | 4.6801e-07 | 0.043033 | Simple method | 0.037615
2020-08-01 | HB_LV | Simple method region | 101768.9703 | 0.9035 | 91948.2647 | MRPL | 0.035668 | 3279.6192 | Simple method | 2866.7488
2020-08-01 | HB_LV | Simple method region | 101768.9703 | 0.9035 | 91948.2647 | MSVP | 0.0097802 | 899.2681 | Simple method | 786.0595
2020-08-01 | HB_LV | Simple method region | 101768.9703 | 0.9035 | 91948.2647 | NAPA | 0.014914 | 1371.3146 | Simple method | 1198.6801
2020-08-01 | HB_LV | Simple method region | 101768.9703 | 0.9035 | 91948.2647 | NELS | 3.5879e-08 | 0.003299 | Simple method | 0.0028837
2020-08-01 | HB_LV | Simple method region | 101768.9703 | 0.9035 | 91948.2647 | NPOW | 3.8884e-06 | 0.35753 | Simple method | 0.31252
2020-08-01 | HB_LV | Simple method region | 101768.9703 | 0.9035 | 91948.2647 | NTRG | 0.0091125 | 837.8759 | Simple method | 732.3959
2020-08-01 | HB_LV | Simple method region | 101768.9703 | 0.9035 | 91948.2647 | NZAS | 1.552e-06 | 0.1427 | Simple method | 0.12474
2020-08-01 | HB_LV | Simple method region | 101768.9703 | 0.9035 | 91948.2647 | NZST | 1.3658e-06 | 0.12558 | Simple method | 0.10977
2020-08-01 | HB_LV | Simple method region | 101768.9703 | 0.9035 | 91948.2647 | OMVP | 1.349e-07 | 0.012404 | Simple method | 0.010842
2020-08-01 | HB_LV | Simple method region | 101768.9703 | 0.9035 | 91948.2647 | ORON | 2.4258e-06 | 0.22305 | Simple method | 0.19497
2020-08-01 | HB_LV | Simple method region | 101768.9703 | 0.9035 | 91948.2647 | PANP | 0.0072786 | 669.2531 | Simple method | 585.001
2020-08-01 | HB_LV | Simple method region | 101768.9703 | 0.9035 | 91948.2647 | POCO | 9.3926e-05 | 8.6363 | Simple method | 7.5491
2020-08-01 | HB_LV | Simple method region | 101768.9703 | 0.9035 | 91948.2647 | POWN | 5.331e-05 | 4.9018 | Simple method | 4.2847
2020-08-01 | HB_LV | Simple method region | 101768.9703 | 0.9035 | 91948.2647 | RAYN | 9.3756e-09 | 0.00086207 | Simple method | 0.00075354
2020-08-01 | HB_LV | Simple method region | 101768.9703 | 0.9035 | 91948.2647 | SCAN | 1.402e-07 | 0.012891 | Simple method | 0.011268
2020-08-01 | HB_LV | Simple method region | 101768.9703 | 0.9035 | 91948.2647 | SCGL | 4.1012e-09 | 0.0003771 | Simple method | 0.00032963
2020-08-01 | HB_LV | Simple method region | 101768.9703 | 0.9035 | 91948.2647 | SHPK | 1.3436e-09 | 0.00012354 | Simple method | 0.00010799
2020-08-01 | HB_LV | Simple method region | 101768.9703 | 0.9035 | 91948.2647 | SKOG | 0.00079505 | 73.1031 | Simple method | 63.9001
2020-08-01 | HB_LV | Simple method region | 101768.9703 | 0.9035 | 91948.2647 | SOLE | 3.8686e-11 | 3.5571e-06 | Simple method | 3.1093e-06
2020-08-01 | HB_LV | Simple method region | 101768.9703 | 0.9035 | 91948.2647 | SOU2 | 8.5121e-05 | 7.8267 | Simple method | 6.8414
2020-08-01 | HB_LV | Simple method region | 101768.9703 | 0.9035 | 91948.2647 | TARW | 0.0055707 | 512.2183 | Simple method | 447.7352
2020-08-01 | HB_LV | Simple method region | 101768.9703 | 0.9035 | 91948.2647 | TASM | 4.3438e-07 | 0.03994 | Simple method | 0.034912
2020-08-01 | HB_LV | Simple method region | 101768.9703 | 0.9035 | 91948.2647 | TBOP | 1.0886e-05 | 1.0009 | Simple method | 0.87492
2020-08-01 | HB_LV | Simple method region | 101768.9703 | 0.9035 | 91948.2647 | TOD3 | 5.7168e-05 | 5.2565 | Simple method | 4.5948
2020-08-01 | HB_LV | Simple method region | 101768.9703 | 0.9035 | 91948.2647 | TOPE | 4.9252e-07 | 0.045286 | Simple method | 0.039585
2020-08-01 | HB_LV | Simple method region | 101768.9703 | 0.9035 | 91948.2647 | TRNZ | 4.1225e-06 | 0.37906 | Simple method | 0.33134
2020-08-01 | HB_LV | Simple method region | 101768.9703 | 0.9035 | 91948.2647 | TRUG | 0.00025329 | 23.2896 | Simple method | 20.3577
2020-08-01 | HB_LV | Simple method region | 101768.9703 | 0.9035 | 91948.2647 | UNET | 0.0012737 | 117.1134 | Simple method | 102.37
2020-08-01 | HB_LV | Simple method region | 101768.9703 | 0.9035 | 91948.2647 | UNIS | 0.3253 | 29910.7953 | Simple method | 26145.3331
2020-08-01 | HB_LV | Simple method region | 101768.9703 | 0.9035 | 91948.2647 | VECT | 2.8146e-05 | 2.588 | Simple method | 2.2622
2020-08-01 | HB_LV | Simple method region | 101768.9703 | 0.9035 | 91948.2647 | WAIP | 6.0725e-07 | 0.055836 | Simple method | 0.048807
2020-08-01 | HB_LV | Simple method region | 101768.9703 | 0.9035 | 91948.2647 | WATA | 1.7645e-07 | 0.016224 | Simple method | 0.014182
2020-08-01 | HB_LV | Simple method region | 101768.9703 | 0.9035 | 91948.2647 | WAV1 | 0.0057271 | 526.5984 | Simple method | 460.3051
2020-08-01 | HB_LV | Simple method region | 101768.9703 | 0.9035 | 91948.2647 | WELE | 0.001129 | 103.813 | Simple method | 90.744
2020-08-01 | HB_LV | Simple method region | 101768.9703 | 0.9035 | 91948.2647 | WNST | 7.9417e-07 | 0.073022 | Simple method | 0.06383
2020-08-01 | HB_LV | Simple method region | 101768.9703 | 0.9035 | 91948.2647 | WPOW | 1.0023e-07 | 0.0092163 | Simple method | 0.0080561
2020-08-01 | HB_LV | Simple method region | 101768.9703 | 0.9035 | 91948.2647 | WTOM | 1.6971e-06 | 0.15604 | Simple method | 0.1364
2020-09-01 | HB_LV | Simple method region | 189669.3812 | 0.5459 | 103540.5152 | ALPE | 5.1729e-07 | 0.05356 | Simple method | 0.046818
2020-09-01 | HB_LV | Simple method region | 189669.3812 | 0.5459 | 103540.5152 | BUEL | 2.7194e-08 | 0.0028156 | Simple method | 0.0024612
2020-09-01 | HB_LV | Simple method region | 189669.3812 | 0.5459 | 103540.5152 | CHBP | 2.0013e-07 | 0.020721 | Simple method | 0.018112
2020-09-01 | HB_LV | Simple method region | 189669.3812 | 0.5459 | 103540.5152 | COUP | 1.0639e-06 | 0.11016 | Simple method | 0.096291
2020-09-01 | HB_LV | Simple method region | 189669.3812 | 0.5459 | 103540.5152 | CTCT | 0.059955 | 6207.808 | Simple method | 5426.3087
2020-09-01 | HB_LV | Simple method region | 189669.3812 | 0.5459 | 103540.5152 | DUNE | 5.9065e-05 | 6.1156 | Simple method | 5.3457
2020-09-01 | HB_LV | Simple method region | 189669.3812 | 0.5459 | 103540.5152 | EASH | 3.4244e-07 | 0.035457 | Simple method | 0.030993
2020-09-01 | HB_LV | Simple method region | 189669.3812 | 0.5459 | 103540.5152 | EAST | 0.16638 | 17227.0931 | Simple method | 15058.3788
2020-09-01 | HB_LV | Simple method region | 189669.3812 | 0.5459 | 103540.5152 | GENE | 0.32429 | 33576.854 | Simple method | 29349.8726
2020-09-01 | HB_LV | Simple method region | 189669.3812 | 0.5459 | 103540.5152 | HORO | 3.4269e-06 | 0.35482 | Simple method | 0.31015
2020-09-01 | HB_LV | Simple method region | 189669.3812 | 0.5459 | 103540.5152 | HRZE | 2.6166e-05 | 2.7093 | Simple method | 2.3682
2020-09-01 | HB_LV | Simple method region | 189669.3812 | 0.5459 | 103540.5152 | KIWI | 1.2295e-05 | 1.273 | Simple method | 1.1128
2020-09-01 | HB_LV | Simple method region | 189669.3812 | 0.5459 | 103540.5152 | KUPE | 1.0387e-07 | 0.010755 | Simple method | 0.0094011
2020-09-01 | HB_LV | Simple method region | 189669.3812 | 0.5459 | 103540.5152 | MARL | 2.6205e-07 | 0.027133 | Simple method | 0.023717
2020-09-01 | HB_LV | Simple method region | 189669.3812 | 0.5459 | 103540.5152 | MELT | 2.0667e-05 | 2.1399 | Simple method | 1.8705
2020-09-01 | HB_LV | Simple method region | 189669.3812 | 0.5459 | 103540.5152 | MELW | 4.9766e-07 | 0.051528 | Simple method | 0.045041
2020-09-01 | HB_LV | Simple method region | 189669.3812 | 0.5459 | 103540.5152 | MERI | 0.032103 | 3323.9771 | Simple method | 2905.5225
2020-09-01 | HB_LV | Simple method region | 189669.3812 | 0.5459 | 103540.5152 | METH | 8.4049e-08 | 0.0087025 | Simple method | 0.0076069
2020-09-01 | HB_LV | Simple method region | 189669.3812 | 0.5459 | 103540.5152 | MPOW | 4.6801e-07 | 0.048458 | Simple method | 0.042358
2020-09-01 | HB_LV | Simple method region | 189669.3812 | 0.5459 | 103540.5152 | MRPL | 0.035668 | 3693.0926 | Simple method | 3228.1702
2020-09-01 | HB_LV | Simple method region | 189669.3812 | 0.5459 | 103540.5152 | MSVP | 0.0097802 | 1012.6421 | Simple method | 885.1608
2020-09-01 | HB_LV | Simple method region | 189669.3812 | 0.5459 | 103540.5152 | NAPA | 0.014914 | 1544.2012 | Simple method | 1349.8021
2020-09-01 | HB_LV | Simple method region | 189669.3812 | 0.5459 | 103540.5152 | NELS | 3.5879e-08 | 0.0037149 | Simple method | 0.0032473
2020-09-01 | HB_LV | Simple method region | 189669.3812 | 0.5459 | 103540.5152 | NPOW | 3.8884e-06 | 0.40261 | Simple method | 0.35192
2020-09-01 | HB_LV | Simple method region | 189669.3812 | 0.5459 | 103540.5152 | NTRG | 0.0091125 | 943.51 | Simple method | 824.7317
2020-09-01 | HB_LV | Simple method region | 189669.3812 | 0.5459 | 103540.5152 | NZAS | 1.552e-06 | 0.16069 | Simple method | 0.14046
2020-09-01 | HB_LV | Simple method region | 189669.3812 | 0.5459 | 103540.5152 | NZST | 1.3658e-06 | 0.14141 | Simple method | 0.12361
2020-09-01 | HB_LV | Simple method region | 189669.3812 | 0.5459 | 103540.5152 | OMVP | 1.349e-07 | 0.013968 | Simple method | 0.012209
2020-09-01 | HB_LV | Simple method region | 189669.3812 | 0.5459 | 103540.5152 | ORON | 2.4258e-06 | 0.25117 | Simple method | 0.21955
2020-09-01 | HB_LV | Simple method region | 189669.3812 | 0.5459 | 103540.5152 | PANP | 0.0072786 | 753.6282 | Simple method | 658.7542
2020-09-01 | HB_LV | Simple method region | 189669.3812 | 0.5459 | 103540.5152 | POCO | 9.3926e-05 | 9.7252 | Simple method | 8.5009
2020-09-01 | HB_LV | Simple method region | 189669.3812 | 0.5459 | 103540.5152 | POWN | 5.331e-05 | 5.5198 | Simple method | 4.8249
2020-09-01 | HB_LV | Simple method region | 189669.3812 | 0.5459 | 103540.5152 | RAYN | 9.3756e-09 | 0.00097075 | Simple method | 0.00084854
2020-09-01 | HB_LV | Simple method region | 189669.3812 | 0.5459 | 103540.5152 | SCAN | 1.402e-07 | 0.014516 | Simple method | 0.012689
2020-09-01 | HB_LV | Simple method region | 189669.3812 | 0.5459 | 103540.5152 | SCGL | 4.1012e-09 | 0.00042465 | Simple method | 0.00037119
2020-09-01 | HB_LV | Simple method region | 189669.3812 | 0.5459 | 103540.5152 | SHPK | 1.3436e-09 | 0.00013911 | Simple method | 0.0001216
2020-09-01 | HB_LV | Simple method region | 189669.3812 | 0.5459 | 103540.5152 | SKOG | 0.00079505 | 82.3194 | Simple method | 71.9563
2020-09-01 | HB_LV | Simple method region | 189669.3812 | 0.5459 | 103540.5152 | SOLE | 3.8686e-11 | 4.0055e-06 | Simple method | 3.5013e-06
2020-09-01 | HB_LV | Simple method region | 189669.3812 | 0.5459 | 103540.5152 | SOU2 | 8.5121e-05 | 8.8135 | Simple method | 7.704
2020-09-01 | HB_LV | Simple method region | 189669.3812 | 0.5459 | 103540.5152 | TARW | 0.0055707 | 576.7955 | Simple method | 504.1828
2020-09-01 | HB_LV | Simple method region | 189669.3812 | 0.5459 | 103540.5152 | TASM | 4.3438e-07 | 0.044976 | Simple method | 0.039314
2020-09-01 | HB_LV | Simple method region | 189669.3812 | 0.5459 | 103540.5152 | TBOP | 1.0886e-05 | 1.1271 | Simple method | 0.98522
2020-09-01 | HB_LV | Simple method region | 189669.3812 | 0.5459 | 103540.5152 | TOD3 | 5.7168e-05 | 5.9192 | Simple method | 5.174
2020-09-01 | HB_LV | Simple method region | 189669.3812 | 0.5459 | 103540.5152 | TOPE | 4.9252e-07 | 0.050996 | Simple method | 0.044576
2020-09-01 | HB_LV | Simple method region | 189669.3812 | 0.5459 | 103540.5152 | TRNZ | 4.1225e-06 | 0.42685 | Simple method | 0.37311
2020-09-01 | HB_LV | Simple method region | 189669.3812 | 0.5459 | 103540.5152 | TRUG | 0.00025329 | 26.2258 | Simple method | 22.9243
2020-09-01 | HB_LV | Simple method region | 189669.3812 | 0.5459 | 103540.5152 | UNET | 0.0012737 | 131.8783 | Simple method | 115.2761
2020-09-01 | HB_LV | Simple method region | 189669.3812 | 0.5459 | 103540.5152 | UNIS | 0.3253 | 33681.7575 | Simple method | 29441.5698
2020-09-01 | HB_LV | Simple method region | 189669.3812 | 0.5459 | 103540.5152 | VECT | 2.8146e-05 | 2.9142 | Simple method | 2.5474
2020-09-01 | HB_LV | Simple method region | 189669.3812 | 0.5459 | 103540.5152 | WAIP | 6.0725e-07 | 0.062875 | Simple method | 0.05496
2020-09-01 | HB_LV | Simple method region | 189669.3812 | 0.5459 | 103540.5152 | WATA | 1.7645e-07 | 0.01827 | Simple method | 0.01597
2020-09-01 | HB_LV | Simple method region | 189669.3812 | 0.5459 | 103540.5152 | WAV1 | 0.0057271 | 592.9886 | Simple method | 518.3374
2020-09-01 | HB_LV | Simple method region | 189669.3812 | 0.5459 | 103540.5152 | WELE | 0.001129 | 116.901 | Simple method | 102.1844
2020-09-01 | HB_LV | Simple method region | 189669.3812 | 0.5459 | 103540.5152 | WNST | 7.9417e-07 | 0.082229 | Simple method | 0.071877
2020-09-01 | HB_LV | Simple method region | 189669.3812 | 0.5459 | 103540.5152 | WPOW | 1.0023e-07 | 0.010378 | Simple method | 0.0090717
2020-09-01 | HB_LV | Simple method region | 189669.3812 | 0.5459 | 103540.5152 | WTOM | 1.6971e-06 | 0.17572 | Simple method | 0.1536
2020-10-01 | HB_LV | Simple method region | 147199.528 | 0.4566 | 67211.3045 | ALPE | 5.1729e-07 | 0.034768 | Simple method | 0.030391
2020-10-01 | HB_LV | Simple method region | 147199.528 | 0.4566 | 67211.3045 | BUEL | 2.7194e-08 | 0.0018277 | Simple method | 0.0015976
2020-10-01 | HB_LV | Simple method region | 147199.528 | 0.4566 | 67211.3045 | CHBP | 2.0013e-07 | 0.013451 | Simple method | 0.011757
2020-10-01 | HB_LV | Simple method region | 147199.528 | 0.4566 | 67211.3045 | COUP | 1.0639e-06 | 0.071507 | Simple method | 0.062505
2020-10-01 | HB_LV | Simple method region | 147199.528 | 0.4566 | 67211.3045 | CTCT | 0.059955 | 4029.6774 | Simple method | 3522.3824
2020-10-01 | HB_LV | Simple method region | 147199.528 | 0.4566 | 67211.3045 | DUNE | 5.9065e-05 | 3.9699 | Simple method | 3.4701
2020-10-01 | HB_LV | Simple method region | 147199.528 | 0.4566 | 67211.3045 | EASH | 3.4244e-07 | 0.023016 | Simple method | 0.020119
2020-10-01 | HB_LV | Simple method region | 147199.528 | 0.4566 | 67211.3045 | EAST | 0.16638 | 11182.6312 | Simple method | 9774.8527
2020-10-01 | HB_LV | Simple method region | 147199.528 | 0.4566 | 67211.3045 | GENE | 0.32429 | 21795.7594 | Simple method | 19051.8969
2020-10-01 | HB_LV | Simple method region | 147199.528 | 0.4566 | 67211.3045 | HORO | 3.4269e-06 | 0.23033 | Simple method | 0.20133
2020-10-01 | HB_LV | Simple method region | 147199.528 | 0.4566 | 67211.3045 | HRZE | 2.6166e-05 | 1.7587 | Simple method | 1.5373
2020-10-01 | HB_LV | Simple method region | 147199.528 | 0.4566 | 67211.3045 | KIWI | 1.2295e-05 | 0.82636 | Simple method | 0.72233
2020-10-01 | HB_LV | Simple method region | 147199.528 | 0.4566 | 67211.3045 | KUPE | 1.0387e-07 | 0.0069815 | Simple method | 0.0061026
2020-10-01 | HB_LV | Simple method region | 147199.528 | 0.4566 | 67211.3045 | MARL | 2.6205e-07 | 0.017613 | Simple method | 0.015396
2020-10-01 | HB_LV | Simple method region | 147199.528 | 0.4566 | 67211.3045 | MELT | 2.0667e-05 | 1.3891 | Simple method | 1.2142
2020-10-01 | HB_LV | Simple method region | 147199.528 | 0.4566 | 67211.3045 | MELW | 4.9766e-07 | 0.033448 | Simple method | 0.029238
2020-10-01 | HB_LV | Simple method region | 147199.528 | 0.4566 | 67211.3045 | MERI | 0.032103 | 2157.6948 | Simple method | 1886.0632
2020-10-01 | HB_LV | Simple method region | 147199.528 | 0.4566 | 67211.3045 | METH | 8.4049e-08 | 0.005649 | Simple method | 0.0049379
2020-10-01 | HB_LV | Simple method region | 147199.528 | 0.4566 | 67211.3045 | MPOW | 4.6801e-07 | 0.031456 | Simple method | 0.027496
2020-10-01 | HB_LV | Simple method region | 147199.528 | 0.4566 | 67211.3045 | MRPL | 0.035668 | 2397.299 | Simple method | 2095.5037
2020-10-01 | HB_LV | Simple method region | 147199.528 | 0.4566 | 67211.3045 | MSVP | 0.0097802 | 657.3369 | Simple method | 574.5849
2020-10-01 | HB_LV | Simple method region | 147199.528 | 0.4566 | 67211.3045 | NAPA | 0.014914 | 1002.388 | Simple method | 876.1977
2020-10-01 | HB_LV | Simple method region | 147199.528 | 0.4566 | 67211.3045 | NELS | 3.5879e-08 | 0.0024115 | Simple method | 0.0021079
2020-10-01 | HB_LV | Simple method region | 147199.528 | 0.4566 | 67211.3045 | NPOW | 3.8884e-06 | 0.26135 | Simple method | 0.22844
2020-10-01 | HB_LV | Simple method region | 147199.528 | 0.4566 | 67211.3045 | NTRG | 0.0091125 | 612.4611 | Simple method | 535.3585
2020-10-01 | HB_LV | Simple method region | 147199.528 | 0.4566 | 67211.3045 | NZAS | 1.552e-06 | 0.10431 | Simple method | 0.091178
2020-10-01 | HB_LV | Simple method region | 147199.528 | 0.4566 | 67211.3045 | NZST | 1.3658e-06 | 0.091796 | Simple method | 0.08024
2020-10-01 | HB_LV | Simple method region | 147199.528 | 0.4566 | 67211.3045 | OMVP | 1.349e-07 | 0.0090668 | Simple method | 0.0079254
2020-10-01 | HB_LV | Simple method region | 147199.528 | 0.4566 | 67211.3045 | ORON | 2.4258e-06 | 0.16304 | Simple method | 0.14252
2020-10-01 | HB_LV | Simple method region | 147199.528 | 0.4566 | 67211.3045 | PANP | 0.0072786 | 489.203 | Simple method | 427.6174
2020-10-01 | HB_LV | Simple method region | 147199.528 | 0.4566 | 67211.3045 | POCO | 9.3926e-05 | 6.3129 | Simple method | 5.5182
2020-10-01 | HB_LV | Simple method region | 147199.528 | 0.4566 | 67211.3045 | POWN | 5.331e-05 | 3.583 | Simple method | 3.132
2020-10-01 | HB_LV | Simple method region | 147199.528 | 0.4566 | 67211.3045 | RAYN | 9.3756e-09 | 0.00063014 | Simple method | 0.00055082
2020-10-01 | HB_LV | Simple method region | 147199.528 | 0.4566 | 67211.3045 | SCAN | 1.402e-07 | 0.0094228 | Simple method | 0.0082366
2020-10-01 | HB_LV | Simple method region | 147199.528 | 0.4566 | 67211.3045 | SCGL | 4.1012e-09 | 0.00027565 | Simple method | 0.00024095
2020-10-01 | HB_LV | Simple method region | 147199.528 | 0.4566 | 67211.3045 | SHPK | 1.3436e-09 | 9.0302e-05 | Simple method | 7.8934e-05
2020-10-01 | HB_LV | Simple method region | 147199.528 | 0.4566 | 67211.3045 | SKOG | 0.00079505 | 53.4361 | Simple method | 46.709
2020-10-01 | HB_LV | Simple method region | 147199.528 | 0.4566 | 67211.3045 | SOLE | 3.8686e-11 | 2.6001e-06 | Simple method | 2.2728e-06
2020-10-01 | HB_LV | Simple method region | 147199.528 | 0.4566 | 67211.3045 | SOU2 | 8.5121e-05 | 5.7211 | Simple method | 5.0009
2020-10-01 | HB_LV | Simple method region | 147199.528 | 0.4566 | 67211.3045 | TARW | 0.0055707 | 374.4155 | Simple method | 327.2804
2020-10-01 | HB_LV | Simple method region | 147199.528 | 0.4566 | 67211.3045 | TASM | 4.3438e-07 | 0.029195 | Simple method | 0.02552
2020-10-01 | HB_LV | Simple method region | 147199.528 | 0.4566 | 67211.3045 | TBOP | 1.0886e-05 | 0.73164 | Simple method | 0.63954
2020-10-01 | HB_LV | Simple method region | 147199.528 | 0.4566 | 67211.3045 | TOD3 | 5.7168e-05 | 3.8423 | Simple method | 3.3586
2020-10-01 | HB_LV | Simple method region | 147199.528 | 0.4566 | 67211.3045 | TOPE | 4.9252e-07 | 0.033103 | Simple method | 0.028936
2020-10-01 | HB_LV | Simple method region | 147199.528 | 0.4566 | 67211.3045 | TRNZ | 4.1225e-06 | 0.27708 | Simple method | 0.2422
2020-10-01 | HB_LV | Simple method region | 147199.528 | 0.4566 | 67211.3045 | TRUG | 0.00025329 | 17.024 | Simple method | 14.8808
2020-10-01 | HB_LV | Simple method region | 147199.528 | 0.4566 | 67211.3045 | UNET | 0.0012737 | 85.6062 | Simple method | 74.8293
2020-10-01 | HB_LV | Simple method region | 147199.528 | 0.4566 | 67211.3045 | UNIS | 0.3253 | 21863.8555 | Simple method | 19111.4204
2020-10-01 | HB_LV | Simple method region | 147199.528 | 0.4566 | 67211.3045 | VECT | 2.8146e-05 | 1.8917 | Simple method | 1.6536
2020-10-01 | HB_LV | Simple method region | 147199.528 | 0.4566 | 67211.3045 | WAIP | 6.0725e-07 | 0.040814 | Simple method | 0.035676
2020-10-01 | HB_LV | Simple method region | 147199.528 | 0.4566 | 67211.3045 | WATA | 1.7645e-07 | 0.011859 | Simple method | 0.010366
2020-10-01 | HB_LV | Simple method region | 147199.528 | 0.4566 | 67211.3045 | WAV1 | 0.0057271 | 384.927 | Simple method | 336.4686
2020-10-01 | HB_LV | Simple method region | 147199.528 | 0.4566 | 67211.3045 | WELE | 0.001129 | 75.884 | Simple method | 66.331
2020-10-01 | HB_LV | Simple method region | 147199.528 | 0.4566 | 67211.3045 | WNST | 7.9417e-07 | 0.053377 | Simple method | 0.046657
2020-10-01 | HB_LV | Simple method region | 147199.528 | 0.4566 | 67211.3045 | WPOW | 1.0023e-07 | 0.0067368 | Simple method | 0.0058887
2020-10-01 | HB_LV | Simple method region | 147199.528 | 0.4566 | 67211.3045 | WTOM | 1.6971e-06 | 0.11406 | Simple method | 0.099704
2020-11-01 | HB_LV | Simple method region | 47508.5364 | 0.545 | 25892.1523 | ALPE | 5.1729e-07 | 0.013394 | Simple method | 0.011708
2020-11-01 | HB_LV | Simple method region | 47508.5364 | 0.545 | 25892.1523 | BUEL | 2.7194e-08 | 0.0007041 | Simple method | 0.00061546
2020-11-01 | HB_LV | Simple method region | 47508.5364 | 0.545 | 25892.1523 | CHBP | 2.0013e-07 | 0.0051817 | Simple method | 0.0045294
2020-11-01 | HB_LV | Simple method region | 47508.5364 | 0.545 | 25892.1523 | COUP | 1.0639e-06 | 0.027547 | Simple method | 0.024079
2020-11-01 | HB_LV | Simple method region | 47508.5364 | 0.545 | 25892.1523 | CTCT | 0.059955 | 1552.3731 | Simple method | 1356.9453
2020-11-01 | HB_LV | Simple method region | 47508.5364 | 0.545 | 25892.1523 | DUNE | 5.9065e-05 | 1.5293 | Simple method | 1.3368
2020-11-01 | HB_LV | Simple method region | 47508.5364 | 0.545 | 25892.1523 | EASH | 3.4244e-07 | 0.0088666 | Simple method | 0.0077504
2020-11-01 | HB_LV | Simple method region | 47508.5364 | 0.545 | 25892.1523 | EAST | 0.16638 | 4307.9418 | Simple method | 3765.6162
2020-11-01 | HB_LV | Simple method region | 47508.5364 | 0.545 | 25892.1523 | GENE | 0.32429 | 8396.4911 | Simple method | 7339.4591
2020-11-01 | HB_LV | Simple method region | 47508.5364 | 0.545 | 25892.1523 | HORO | 3.4269e-06 | 0.08873 | Simple method | 0.07756
2020-11-01 | HB_LV | Simple method region | 47508.5364 | 0.545 | 25892.1523 | HRZE | 2.6166e-05 | 0.6775 | Simple method | 0.59221
2020-11-01 | HB_LV | Simple method region | 47508.5364 | 0.545 | 25892.1523 | KIWI | 1.2295e-05 | 0.31834 | Simple method | 0.27827
2020-11-01 | HB_LV | Simple method region | 47508.5364 | 0.545 | 25892.1523 | KUPE | 1.0387e-07 | 0.0026895 | Simple method | 0.0023509
2020-11-01 | HB_LV | Simple method region | 47508.5364 | 0.545 | 25892.1523 | MARL | 2.6205e-07 | 0.0067852 | Simple method | 0.005931
2020-11-01 | HB_LV | Simple method region | 47508.5364 | 0.545 | 25892.1523 | MELT | 2.0667e-05 | 0.53512 | Simple method | 0.46775
2020-11-01 | HB_LV | Simple method region | 47508.5364 | 0.545 | 25892.1523 | MELW | 4.9766e-07 | 0.012886 | Simple method | 0.011263
2020-11-01 | HB_LV | Simple method region | 47508.5364 | 0.545 | 25892.1523 | MERI | 0.032103 | 831.2197 | Simple method | 726.5777
2020-11-01 | HB_LV | Simple method region | 47508.5364 | 0.545 | 25892.1523 | METH | 8.4049e-08 | 0.0021762 | Simple method | 0.0019022
2020-11-01 | HB_LV | Simple method region | 47508.5364 | 0.545 | 25892.1523 | MPOW | 4.6801e-07 | 0.012118 | Simple method | 0.010592
2020-11-01 | HB_LV | Simple method region | 47508.5364 | 0.545 | 25892.1523 | MRPL | 0.035668 | 923.5237 | Simple method | 807.2615
2020-11-01 | HB_LV | Simple method region | 47508.5364 | 0.545 | 25892.1523 | MSVP | 0.0097802 | 253.2292 | Simple method | 221.3503
2020-11-01 | HB_LV | Simple method region | 47508.5364 | 0.545 | 25892.1523 | NAPA | 0.014914 | 386.155 | Simple method | 337.5421
2020-11-01 | HB_LV | Simple method region | 47508.5364 | 0.545 | 25892.1523 | NELS | 3.5879e-08 | 0.00092898 | Simple method | 0.00081203
2020-11-01 | HB_LV | Simple method region | 47508.5364 | 0.545 | 25892.1523 | NPOW | 3.8884e-06 | 0.10068 | Simple method | 0.088005
2020-11-01 | HB_LV | Simple method region | 47508.5364 | 0.545 | 25892.1523 | NTRG | 0.0091125 | 235.9415 | Simple method | 206.2389
2020-11-01 | HB_LV | Simple method region | 47508.5364 | 0.545 | 25892.1523 | NZAS | 1.552e-06 | 0.040184 | Simple method | 0.035125
2020-11-01 | HB_LV | Simple method region | 47508.5364 | 0.545 | 25892.1523 | NZST | 1.3658e-06 | 0.035363 | Simple method | 0.030911
2020-11-01 | HB_LV | Simple method region | 47508.5364 | 0.545 | 25892.1523 | OMVP | 1.349e-07 | 0.0034929 | Simple method | 0.0030531
2020-11-01 | HB_LV | Simple method region | 47508.5364 | 0.545 | 25892.1523 | ORON | 2.4258e-06 | 0.06281 | Simple method | 0.054903
2020-11-01 | HB_LV | Simple method region | 47508.5364 | 0.545 | 25892.1523 | PANP | 0.0072786 | 188.4582 | Simple method | 164.7332
2020-11-01 | HB_LV | Simple method region | 47508.5364 | 0.545 | 25892.1523 | POCO | 9.3926e-05 | 2.4319 | Simple method | 2.1258
2020-11-01 | HB_LV | Simple method region | 47508.5364 | 0.545 | 25892.1523 | POWN | 5.331e-05 | 1.3803 | Simple method | 1.2065
2020-11-01 | HB_LV | Simple method region | 47508.5364 | 0.545 | 25892.1523 | RAYN | 9.3756e-09 | 0.00024275 | Simple method | 0.00021219
2020-11-01 | HB_LV | Simple method region | 47508.5364 | 0.545 | 25892.1523 | SCAN | 1.402e-07 | 0.00363 | Simple method | 0.003173
2020-11-01 | HB_LV | Simple method region | 47508.5364 | 0.545 | 25892.1523 | SCGL | 4.1012e-09 | 0.00010619 | Simple method | 9.2822e-05
2020-11-01 | HB_LV | Simple method region | 47508.5364 | 0.545 | 25892.1523 | SHPK | 1.3436e-09 | 3.4788e-05 | Simple method | 3.0408e-05
2020-11-01 | HB_LV | Simple method region | 47508.5364 | 0.545 | 25892.1523 | SKOG | 0.00079505 | 20.5854 | Simple method | 17.9939
2020-11-01 | HB_LV | Simple method region | 47508.5364 | 0.545 | 25892.1523 | SOLE | 3.8686e-11 | 1.0017e-06 | Simple method | 8.7556e-07
2020-11-01 | HB_LV | Simple method region | 47508.5364 | 0.545 | 25892.1523 | SOU2 | 8.5121e-05 | 2.204 | Simple method | 1.9265
2020-11-01 | HB_LV | Simple method region | 47508.5364 | 0.545 | 25892.1523 | TARW | 0.0055707 | 144.238 | Simple method | 126.0799
2020-11-01 | HB_LV | Simple method region | 47508.5364 | 0.545 | 25892.1523 | TASM | 4.3438e-07 | 0.011247 | Simple method | 0.0098311
2020-11-01 | HB_LV | Simple method region | 47508.5364 | 0.545 | 25892.1523 | TBOP | 1.0886e-05 | 0.28185 | Simple method | 0.24637
2020-11-01 | HB_LV | Simple method region | 47508.5364 | 0.545 | 25892.1523 | TOD3 | 5.7168e-05 | 1.4802 | Simple method | 1.2939
2020-11-01 | HB_LV | Simple method region | 47508.5364 | 0.545 | 25892.1523 | TOPE | 4.9252e-07 | 0.012752 | Simple method | 0.011147
2020-11-01 | HB_LV | Simple method region | 47508.5364 | 0.545 | 25892.1523 | TRNZ | 4.1225e-06 | 0.10674 | Simple method | 0.093304
2020-11-01 | HB_LV | Simple method region | 47508.5364 | 0.545 | 25892.1523 | TRUG | 0.00025329 | 6.5582 | Simple method | 5.7326
2020-11-01 | HB_LV | Simple method region | 47508.5364 | 0.545 | 25892.1523 | UNET | 0.0012737 | 32.9785 | Simple method | 28.8269
2020-11-01 | HB_LV | Simple method region | 47508.5364 | 0.545 | 25892.1523 | UNIS | 0.3253 | 8422.7241 | Simple method | 7362.3896
2020-11-01 | HB_LV | Simple method region | 47508.5364 | 0.545 | 25892.1523 | VECT | 2.8146e-05 | 0.72875 | Simple method | 0.63701
2020-11-01 | HB_LV | Simple method region | 47508.5364 | 0.545 | 25892.1523 | WAIP | 6.0725e-07 | 0.015723 | Simple method | 0.013744
2020-11-01 | HB_LV | Simple method region | 47508.5364 | 0.545 | 25892.1523 | WATA | 1.7645e-07 | 0.0045686 | Simple method | 0.0039935
2020-11-01 | HB_LV | Simple method region | 47508.5364 | 0.545 | 25892.1523 | WAV1 | 0.0057271 | 148.2874 | Simple method | 129.6195
2020-11-01 | HB_LV | Simple method region | 47508.5364 | 0.545 | 25892.1523 | WELE | 0.001129 | 29.2332 | Simple method | 25.553
2020-11-01 | HB_LV | Simple method region | 47508.5364 | 0.545 | 25892.1523 | WNST | 7.9417e-07 | 0.020563 | Simple method | 0.017974
2020-11-01 | HB_LV | Simple method region | 47508.5364 | 0.545 | 25892.1523 | WPOW | 1.0023e-07 | 0.0025953 | Simple method | 0.0022685
2020-11-01 | HB_LV | Simple method region | 47508.5364 | 0.545 | 25892.1523 | WTOM | 1.6971e-06 | 0.043941 | Simple method | 0.038409
2020-12-01 | HB_LV | Simple method region | 25618.3821 | 0.5907 | 15132.7783 | ALPE | 5.1729e-07 | 0.007828 | Simple method | 0.0068426
2020-12-01 | HB_LV | Simple method region | 25618.3821 | 0.5907 | 15132.7783 | BUEL | 2.7194e-08 | 0.00041152 | Simple method | 0.00035971
2020-12-01 | HB_LV | Simple method region | 25618.3821 | 0.5907 | 15132.7783 | CHBP | 2.0013e-07 | 0.0030284 | Simple method | 0.0026472
2020-12-01 | HB_LV | Simple method region | 25618.3821 | 0.5907 | 15132.7783 | COUP | 1.0639e-06 | 0.0161 | Simple method | 0.014073
2020-12-01 | HB_LV | Simple method region | 25618.3821 | 0.5907 | 15132.7783 | CTCT | 0.059955 | 907.291 | Simple method | 793.0724
2020-12-01 | HB_LV | Simple method region | 25618.3821 | 0.5907 | 15132.7783 | DUNE | 5.9065e-05 | 0.89382 | Simple method | 0.7813
2020-12-01 | HB_LV | Simple method region | 25618.3821 | 0.5907 | 15132.7783 | EASH | 3.4244e-07 | 0.0051821 | Simple method | 0.0045298
2020-12-01 | HB_LV | Simple method region | 25618.3821 | 0.5907 | 15132.7783 | EAST | 0.16638 | 2517.7949 | Simple method | 2200.8303
2020-12-01 | HB_LV | Simple method region | 25618.3821 | 0.5907 | 15132.7783 | GENE | 0.32429 | 4907.3649 | Simple method | 4289.578
2020-12-01 | HB_LV | Simple method region | 25618.3821 | 0.5907 | 15132.7783 | HORO | 3.4269e-06 | 0.051858 | Simple method | 0.04533
2020-12-01 | HB_LV | Simple method region | 25618.3821 | 0.5907 | 15132.7783 | HRZE | 2.6166e-05 | 0.39597 | Simple method | 0.34612
2020-12-01 | HB_LV | Simple method region | 25618.3821 | 0.5907 | 15132.7783 | KIWI | 1.2295e-05 | 0.18606 | Simple method | 0.16263
2020-12-01 | HB_LV | Simple method region | 25618.3821 | 0.5907 | 15132.7783 | KUPE | 1.0387e-07 | 0.0015719 | Simple method | 0.001374
2020-12-01 | HB_LV | Simple method region | 25618.3821 | 0.5907 | 15132.7783 | MARL | 2.6205e-07 | 0.0039656 | Simple method | 0.0034664
2020-12-01 | HB_LV | Simple method region | 25618.3821 | 0.5907 | 15132.7783 | MELT | 2.0667e-05 | 0.31275 | Simple method | 0.27338
2020-12-01 | HB_LV | Simple method region | 25618.3821 | 0.5907 | 15132.7783 | MELW | 4.9766e-07 | 0.007531 | Simple method | 0.0065829
2020-12-01 | HB_LV | Simple method region | 25618.3821 | 0.5907 | 15132.7783 | MERI | 0.032103 | 485.8099 | Simple method | 424.6514
2020-12-01 | HB_LV | Simple method region | 25618.3821 | 0.5907 | 15132.7783 | METH | 8.4049e-08 | 0.0012719 | Simple method | 0.0011118
2020-12-01 | HB_LV | Simple method region | 25618.3821 | 0.5907 | 15132.7783 | MPOW | 4.6801e-07 | 0.0070823 | Simple method | 0.0061907
2020-12-01 | HB_LV | Simple method region | 25618.3821 | 0.5907 | 15132.7783 | MRPL | 0.035668 | 539.7573 | Simple method | 471.8074
2020-12-01 | HB_LV | Simple method region | 25618.3821 | 0.5907 | 15132.7783 | MSVP | 0.0097802 | 148.0009 | Simple method | 129.3691
2020-12-01 | HB_LV | Simple method region | 25618.3821 | 0.5907 | 15132.7783 | NAPA | 0.014914 | 225.69 | Simple method | 197.2779
2020-12-01 | HB_LV | Simple method region | 25618.3821 | 0.5907 | 15132.7783 | NELS | 3.5879e-08 | 0.00054295 | Simple method | 0.0004746
2020-12-01 | HB_LV | Simple method region | 25618.3821 | 0.5907 | 15132.7783 | NPOW | 3.8884e-06 | 0.058843 | Simple method | 0.051435
2020-12-01 | HB_LV | Simple method region | 25618.3821 | 0.5907 | 15132.7783 | NTRG | 0.0091125 | 137.897 | Simple method | 120.5372
2020-12-01 | HB_LV | Simple method region | 25618.3821 | 0.5907 | 15132.7783 | NZAS | 1.552e-06 | 0.023486 | Simple method | 0.020529
2020-12-01 | HB_LV | Simple method region | 25618.3821 | 0.5907 | 15132.7783 | NZST | 1.3658e-06 | 0.020668 | Simple method | 0.018066
2020-12-01 | HB_LV | Simple method region | 25618.3821 | 0.5907 | 15132.7783 | OMVP | 1.349e-07 | 0.0020414 | Simple method | 0.0017844
2020-12-01 | HB_LV | Simple method region | 25618.3821 | 0.5907 | 15132.7783 | ORON | 2.4258e-06 | 0.03671 | Simple method | 0.032088
2020-12-01 | HB_LV | Simple method region | 25618.3821 | 0.5907 | 15132.7783 | PANP | 0.0072786 | 110.1452 | Simple method | 96.279
2020-12-01 | HB_LV | Simple method region | 25618.3821 | 0.5907 | 15132.7783 | POCO | 9.3926e-05 | 1.4214 | Simple method | 1.2424
2020-12-01 | HB_LV | Simple method region | 25618.3821 | 0.5907 | 15132.7783 | POWN | 5.331e-05 | 0.80673 | Simple method | 0.70517
2020-12-01 | HB_LV | Simple method region | 25618.3821 | 0.5907 | 15132.7783 | RAYN | 9.3756e-09 | 0.00014188 | Simple method | 0.00012402
2020-12-01 | HB_LV | Simple method region | 25618.3821 | 0.5907 | 15132.7783 | SCAN | 1.402e-07 | 0.0021216 | Simple method | 0.0018545
2020-12-01 | HB_LV | Simple method region | 25618.3821 | 0.5907 | 15132.7783 | SCGL | 4.1012e-09 | 6.2063e-05 | Simple method | 5.425e-05
2020-12-01 | HB_LV | Simple method region | 25618.3821 | 0.5907 | 15132.7783 | SHPK | 1.3436e-09 | 2.0332e-05 | Simple method | 1.7772e-05
2020-12-01 | HB_LV | Simple method region | 25618.3821 | 0.5907 | 15132.7783 | SKOG | 0.00079505 | 12.0313 | Simple method | 10.5166
2020-12-01 | HB_LV | Simple method region | 25618.3821 | 0.5907 | 15132.7783 | SOLE | 3.8686e-11 | 5.8542e-07 | Simple method | 5.1172e-07
2020-12-01 | HB_LV | Simple method region | 25618.3821 | 0.5907 | 15132.7783 | SOU2 | 8.5121e-05 | 1.2881 | Simple method | 1.126
2020-12-01 | HB_LV | Simple method region | 25618.3821 | 0.5907 | 15132.7783 | TARW | 0.0055707 | 84.3005 | Simple method | 73.6879
2020-12-01 | HB_LV | Simple method region | 25618.3821 | 0.5907 | 15132.7783 | TASM | 4.3438e-07 | 0.0065734 | Simple method | 0.0057458
2020-12-01 | HB_LV | Simple method region | 25618.3821 | 0.5907 | 15132.7783 | TBOP | 1.0886e-05 | 0.16473 | Simple method | 0.14399
2020-12-01 | HB_LV | Simple method region | 25618.3821 | 0.5907 | 15132.7783 | TOD3 | 5.7168e-05 | 0.86511 | Simple method | 0.7562
2020-12-01 | HB_LV | Simple method region | 25618.3821 | 0.5907 | 15132.7783 | TOPE | 4.9252e-07 | 0.0074532 | Simple method | 0.0065149
2020-12-01 | HB_LV | Simple method region | 25618.3821 | 0.5907 | 15132.7783 | TRNZ | 4.1225e-06 | 0.062386 | Simple method | 0.054532
2020-12-01 | HB_LV | Simple method region | 25618.3821 | 0.5907 | 15132.7783 | TRUG | 0.00025329 | 3.833 | Simple method | 3.3505
2020-12-01 | HB_LV | Simple method region | 25618.3821 | 0.5907 | 15132.7783 | UNET | 0.0012737 | 19.2744 | Simple method | 16.848
2020-12-01 | HB_LV | Simple method region | 25618.3821 | 0.5907 | 15132.7783 | UNIS | 0.3253 | 4922.6969 | Simple method | 4302.9798
2020-12-01 | HB_LV | Simple method region | 25618.3821 | 0.5907 | 15132.7783 | VECT | 2.8146e-05 | 0.42592 | Simple method | 0.3723
2020-12-01 | HB_LV | Simple method region | 25618.3821 | 0.5907 | 15132.7783 | WAIP | 6.0725e-07 | 0.0091894 | Simple method | 0.0080326
2020-12-01 | HB_LV | Simple method region | 25618.3821 | 0.5907 | 15132.7783 | WATA | 1.7645e-07 | 0.0026701 | Simple method | 0.002334
2020-12-01 | HB_LV | Simple method region | 25618.3821 | 0.5907 | 15132.7783 | WAV1 | 0.0057271 | 86.6672 | Simple method | 75.7567
2020-12-01 | HB_LV | Simple method region | 25618.3821 | 0.5907 | 15132.7783 | WELE | 0.001129 | 17.0855 | Simple method | 14.9346
2020-12-01 | HB_LV | Simple method region | 25618.3821 | 0.5907 | 15132.7783 | WNST | 7.9417e-07 | 0.012018 | Simple method | 0.010505
2020-12-01 | HB_LV | Simple method region | 25618.3821 | 0.5907 | 15132.7783 | WPOW | 1.0023e-07 | 0.0015168 | Simple method | 0.0013259
2020-12-01 | HB_LV | Simple method region | 25618.3821 | 0.5907 | 15132.7783 | WTOM | 1.6971e-06 | 0.025682 | Simple method | 0.022449
2021-01-01 | HB_LV | Simple method region | 27317.3328 | 0.674 | 18411.8823 | ALPE | 5.1729e-07 | 0.0095243 | Simple method | 0.0083253
2021-01-01 | HB_LV | Simple method region | 27317.3328 | 0.674 | 18411.8823 | BUEL | 2.7194e-08 | 0.00050069 | Simple method | 0.00043766
2021-01-01 | HB_LV | Simple method region | 27317.3328 | 0.674 | 18411.8823 | CHBP | 2.0013e-07 | 0.0036847 | Simple method | 0.0032208
2021-01-01 | HB_LV | Simple method region | 27317.3328 | 0.674 | 18411.8823 | COUP | 1.0639e-06 | 0.019589 | Simple method | 0.017123
2021-01-01 | HB_LV | Simple method region | 27317.3328 | 0.674 | 18411.8823 | CTCT | 0.059955 | 1103.8909 | Simple method | 964.9223
2021-01-01 | HB_LV | Simple method region | 27317.3328 | 0.674 | 18411.8823 | DUNE | 5.9065e-05 | 1.0875 | Simple method | 0.9506
2021-01-01 | HB_LV | Simple method region | 27317.3328 | 0.674 | 18411.8823 | EASH | 3.4244e-07 | 0.006305 | Simple method | 0.0055113
2021-01-01 | HB_LV | Simple method region | 27317.3328 | 0.674 | 18411.8823 | EAST | 0.16638 | 3063.3729 | Simple method | 2677.7257
2021-01-01 | HB_LV | Simple method region | 27317.3328 | 0.674 | 18411.8823 | GENE | 0.32429 | 5970.736 | Simple method | 5219.0816
2021-01-01 | HB_LV | Simple method region | 27317.3328 | 0.674 | 18411.8823 | HORO | 3.4269e-06 | 0.063096 | Simple method | 0.055153
2021-01-01 | HB_LV | Simple method region | 27317.3328 | 0.674 | 18411.8823 | HRZE | 2.6166e-05 | 0.48177 | Simple method | 0.42112
2021-01-01 | HB_LV | Simple method region | 27317.3328 | 0.674 | 18411.8823 | KIWI | 1.2295e-05 | 0.22637 | Simple method | 0.19787
2021-01-01 | HB_LV | Simple method region | 27317.3328 | 0.674 | 18411.8823 | KUPE | 1.0387e-07 | 0.0019125 | Simple method | 0.0016717
2021-01-01 | HB_LV | Simple method region | 27317.3328 | 0.674 | 18411.8823 | MARL | 2.6205e-07 | 0.0048249 | Simple method | 0.0042175
2021-01-01 | HB_LV | Simple method region | 27317.3328 | 0.674 | 18411.8823 | MELT | 2.0667e-05 | 0.38052 | Simple method | 0.33262
2021-01-01 | HB_LV | Simple method region | 27317.3328 | 0.674 | 18411.8823 | MELW | 4.9766e-07 | 0.0091629 | Simple method | 0.0080094
2021-01-01 | HB_LV | Simple method region | 27317.3328 | 0.674 | 18411.8823 | MERI | 0.032103 | 591.0795 | Simple method | 516.6686
2021-01-01 | HB_LV | Simple method region | 27317.3328 | 0.674 | 18411.8823 | METH | 8.4049e-08 | 0.0015475 | Simple method | 0.0013527
2021-01-01 | HB_LV | Simple method region | 27317.3328 | 0.674 | 18411.8823 | MPOW | 4.6801e-07 | 0.008617 | Simple method | 0.0075322
2021-01-01 | HB_LV | Simple method region | 27317.3328 | 0.674 | 18411.8823 | MRPL | 0.035668 | 656.7167 | Simple method | 574.0428
2021-01-01 | HB_LV | Simple method region | 27317.3328 | 0.674 | 18411.8823 | MSVP | 0.0097802 | 180.071 | Simple method | 157.4019
2021-01-01 | HB_LV | Simple method region | 27317.3328 | 0.674 | 18411.8823 | NAPA | 0.014914 | 274.5944 | Simple method | 240.0258
2021-01-01 | HB_LV | Simple method region | 27317.3328 | 0.674 | 18411.8823 | NELS | 3.5879e-08 | 0.0006606 | Simple method | 0.00057744
2021-01-01 | HB_LV | Simple method region | 27317.3328 | 0.674 | 18411.8823 | NPOW | 3.8884e-06 | 0.071593 | Simple method | 0.06258
2021-01-01 | HB_LV | Simple method region | 27317.3328 | 0.674 | 18411.8823 | NTRG | 0.0091125 | 167.7777 | Simple method | 146.6563
2021-01-01 | HB_LV | Simple method region | 27317.3328 | 0.674 | 18411.8823 | NZAS | 1.552e-06 | 0.028575 | Simple method | 0.024977
2021-01-01 | HB_LV | Simple method region | 27317.3328 | 0.674 | 18411.8823 | NZST | 1.3658e-06 | 0.025147 | Simple method | 0.021981
2021-01-01 | HB_LV | Simple method region | 27317.3328 | 0.674 | 18411.8823 | OMVP | 1.349e-07 | 0.0024838 | Simple method | 0.0021711
2021-01-01 | HB_LV | Simple method region | 27317.3328 | 0.674 | 18411.8823 | ORON | 2.4258e-06 | 0.044664 | Simple method | 0.039042
2021-01-01 | HB_LV | Simple method region | 27317.3328 | 0.674 | 18411.8823 | PANP | 0.0072786 | 134.0124 | Simple method | 117.1416
2021-01-01 | HB_LV | Simple method region | 27317.3328 | 0.674 | 18411.8823 | POCO | 9.3926e-05 | 1.7294 | Simple method | 1.5116
2021-01-01 | HB_LV | Simple method region | 27317.3328 | 0.674 | 18411.8823 | POWN | 5.331e-05 | 0.98154 | Simple method | 0.85797
2021-01-01 | HB_LV | Simple method region | 27317.3328 | 0.674 | 18411.8823 | RAYN | 9.3756e-09 | 0.00017262 | Simple method | 0.00015089
2021-01-01 | HB_LV | Simple method region | 27317.3328 | 0.674 | 18411.8823 | SCAN | 1.402e-07 | 0.0025813 | Simple method | 0.0022563
2021-01-01 | HB_LV | Simple method region | 27317.3328 | 0.674 | 18411.8823 | SCGL | 4.1012e-09 | 7.5512e-05 | Simple method | 6.6006e-05
2021-01-01 | HB_LV | Simple method region | 27317.3328 | 0.674 | 18411.8823 | SHPK | 1.3436e-09 | 2.4737e-05 | Simple method | 2.1623e-05
2021-01-01 | HB_LV | Simple method region | 27317.3328 | 0.674 | 18411.8823 | SKOG | 0.00079505 | 14.6383 | Simple method | 12.7955
2021-01-01 | HB_LV | Simple method region | 27317.3328 | 0.674 | 18411.8823 | SOLE | 3.8686e-11 | 7.1228e-07 | Simple method | 6.2261e-07
2021-01-01 | HB_LV | Simple method region | 27317.3328 | 0.674 | 18411.8823 | SOU2 | 8.5121e-05 | 1.5672 | Simple method | 1.3699
2021-01-01 | HB_LV | Simple method region | 27317.3328 | 0.674 | 18411.8823 | TARW | 0.0055707 | 102.5675 | Simple method | 89.6553
2021-01-01 | HB_LV | Simple method region | 27317.3328 | 0.674 | 18411.8823 | TASM | 4.3438e-07 | 0.0079977 | Simple method | 0.0069909
2021-01-01 | HB_LV | Simple method region | 27317.3328 | 0.674 | 18411.8823 | TBOP | 1.0886e-05 | 0.20043 | Simple method | 0.1752
2021-01-01 | HB_LV | Simple method region | 27317.3328 | 0.674 | 18411.8823 | TOD3 | 5.7168e-05 | 1.0526 | Simple method | 0.92006
2021-01-01 | HB_LV | Simple method region | 27317.3328 | 0.674 | 18411.8823 | TOPE | 4.9252e-07 | 0.0090682 | Simple method | 0.0079266
2021-01-01 | HB_LV | Simple method region | 27317.3328 | 0.674 | 18411.8823 | TRNZ | 4.1225e-06 | 0.075904 | Simple method | 0.066348
2021-01-01 | HB_LV | Simple method region | 27317.3328 | 0.674 | 18411.8823 | TRUG | 0.00025329 | 4.6636 | Simple method | 4.0765
2021-01-01 | HB_LV | Simple method region | 27317.3328 | 0.674 | 18411.8823 | UNET | 0.0012737 | 23.451 | Simple method | 20.4987
2021-01-01 | HB_LV | Simple method region | 27317.3328 | 0.674 | 18411.8823 | UNIS | 0.3253 | 5989.3903 | Simple method | 5235.3875
2021-01-01 | HB_LV | Simple method region | 27317.3328 | 0.674 | 18411.8823 | VECT | 2.8146e-05 | 0.51822 | Simple method | 0.45298
2021-01-01 | HB_LV | Simple method region | 27317.3328 | 0.674 | 18411.8823 | WAIP | 6.0725e-07 | 0.011181 | Simple method | 0.0097732
2021-01-01 | HB_LV | Simple method region | 27317.3328 | 0.674 | 18411.8823 | WATA | 1.7645e-07 | 0.0032487 | Simple method | 0.0028398
2021-01-01 | HB_LV | Simple method region | 27317.3328 | 0.674 | 18411.8823 | WAV1 | 0.0057271 | 105.447 | Simple method | 92.1723
2021-01-01 | HB_LV | Simple method region | 27317.3328 | 0.674 | 18411.8823 | WELE | 0.001129 | 20.7877 | Simple method | 18.1707
2021-01-01 | HB_LV | Simple method region | 27317.3328 | 0.674 | 18411.8823 | WNST | 7.9417e-07 | 0.014622 | Simple method | 0.012781
2021-01-01 | HB_LV | Simple method region | 27317.3328 | 0.674 | 18411.8823 | WPOW | 1.0023e-07 | 0.0018455 | Simple method | 0.0016132
2021-01-01 | HB_LV | Simple method region | 27317.3328 | 0.674 | 18411.8823 | WTOM | 1.6971e-06 | 0.031247 | Simple method | 0.027313
2021-02-01 | HB_LV | Simple method region | 580885.363 | 0.1953 | 113446.9114 | ALPE | 5.1729e-07 | 0.058685 | Simple method | 0.051297
2021-02-01 | HB_LV | Simple method region | 580885.363 | 0.1953 | 113446.9114 | BUEL | 2.7194e-08 | 0.003085 | Simple method | 0.0026967
2021-02-01 | HB_LV | Simple method region | 580885.363 | 0.1953 | 113446.9114 | CHBP | 2.0013e-07 | 0.022704 | Simple method | 0.019845
2021-02-01 | HB_LV | Simple method region | 580885.363 | 0.1953 | 113446.9114 | COUP | 1.0639e-06 | 0.1207 | Simple method | 0.1055
2021-02-01 | HB_LV | Simple method region | 580885.363 | 0.1953 | 113446.9114 | CTCT | 0.059955 | 6801.7495 | Simple method | 5945.479
2021-02-01 | HB_LV | Simple method region | 580885.363 | 0.1953 | 113446.9114 | DUNE | 5.9065e-05 | 6.7008 | Simple method | 5.8572
2021-02-01 | HB_LV | Simple method region | 580885.363 | 0.1953 | 113446.9114 | EASH | 3.4244e-07 | 0.038849 | Simple method | 0.033958
2021-02-01 | HB_LV | Simple method region | 580885.363 | 0.1953 | 113446.9114 | EAST | 0.16638 | 18875.3214 | Simple method | 16499.1121
2021-02-01 | HB_LV | Simple method region | 580885.363 | 0.1953 | 113446.9114 | GENE | 0.32429 | 36789.3706 | Simple method | 32157.9663
2021-02-01 | HB_LV | Simple method region | 580885.363 | 0.1953 | 113446.9114 | HORO | 3.4269e-06 | 0.38877 | Simple method | 0.33983
2021-02-01 | HB_LV | Simple method region | 580885.363 | 0.1953 | 113446.9114 | HRZE | 2.6166e-05 | 2.9685 | Simple method | 2.5948
2021-02-01 | HB_LV | Simple method region | 580885.363 | 0.1953 | 113446.9114 | KIWI | 1.2295e-05 | 1.3948 | Simple method | 1.2192
2021-02-01 | HB_LV | Simple method region | 580885.363 | 0.1953 | 113446.9114 | KUPE | 1.0387e-07 | 0.011784 | Simple method | 0.010301
2021-02-01 | HB_LV | Simple method region | 580885.363 | 0.1953 | 113446.9114 | MARL | 2.6205e-07 | 0.029729 | Simple method | 0.025987
2021-02-01 | HB_LV | Simple method region | 580885.363 | 0.1953 | 113446.9114 | MELT | 2.0667e-05 | 2.3446 | Simple method | 2.0495
2021-02-01 | HB_LV | Simple method region | 580885.363 | 0.1953 | 113446.9114 | MELW | 4.9766e-07 | 0.056458 | Simple method | 0.049351
2021-02-01 | HB_LV | Simple method region | 580885.363 | 0.1953 | 113446.9114 | MERI | 0.032103 | 3642.0036 | Simple method | 3183.5127
2021-02-01 | HB_LV | Simple method region | 580885.363 | 0.1953 | 113446.9114 | METH | 8.4049e-08 | 0.0095351 | Simple method | 0.0083347
2021-02-01 | HB_LV | Simple method region | 580885.363 | 0.1953 | 113446.9114 | MPOW | 4.6801e-07 | 0.053094 | Simple method | 0.04641
2021-02-01 | HB_LV | Simple method region | 580885.363 | 0.1953 | 113446.9114 | MRPL | 0.035668 | 4046.4349 | Simple method | 3537.0302
2021-02-01 | HB_LV | Simple method region | 580885.363 | 0.1953 | 113446.9114 | MSVP | 0.0097802 | 1109.5282 | Simple method | 969.85
2021-02-01 | HB_LV | Simple method region | 580885.363 | 0.1953 | 113446.9114 | NAPA | 0.014914 | 1691.945 | Simple method | 1478.9465
2021-02-01 | HB_LV | Simple method region | 580885.363 | 0.1953 | 113446.9114 | NELS | 3.5879e-08 | 0.0040704 | Simple method | 0.0035579
2021-02-01 | HB_LV | Simple method region | 580885.363 | 0.1953 | 113446.9114 | NPOW | 3.8884e-06 | 0.44113 | Simple method | 0.3856
2021-02-01 | HB_LV | Simple method region | 580885.363 | 0.1953 | 113446.9114 | NTRG | 0.0091125 | 1033.7817 | Simple method | 903.6392
2021-02-01 | HB_LV | Simple method region | 580885.363 | 0.1953 | 113446.9114 | NZAS | 1.552e-06 | 0.17607 | Simple method | 0.1539
2021-02-01 | HB_LV | Simple method region | 580885.363 | 0.1953 | 113446.9114 | NZST | 1.3658e-06 | 0.15494 | Simple method | 0.13544
2021-02-01 | HB_LV | Simple method region | 580885.363 | 0.1953 | 113446.9114 | OMVP | 1.349e-07 | 0.015304 | Simple method | 0.013377
2021-02-01 | HB_LV | Simple method region | 580885.363 | 0.1953 | 113446.9114 | ORON | 2.4258e-06 | 0.2752 | Simple method | 0.24056
2021-02-01 | HB_LV | Simple method region | 580885.363 | 0.1953 | 113446.9114 | PANP | 0.0072786 | 825.7327 | Simple method | 721.7815
2021-02-01 | HB_LV | Simple method region | 580885.363 | 0.1953 | 113446.9114 | POCO | 9.3926e-05 | 10.6556 | Simple method | 9.3142
2021-02-01 | HB_LV | Simple method region | 580885.363 | 0.1953 | 113446.9114 | POWN | 5.331e-05 | 6.0479 | Simple method | 5.2865
2021-02-01 | HB_LV | Simple method region | 580885.363 | 0.1953 | 113446.9114 | RAYN | 9.3756e-09 | 0.0010636 | Simple method | 0.00092973
2021-02-01 | HB_LV | Simple method region | 580885.363 | 0.1953 | 113446.9114 | SCAN | 1.402e-07 | 0.015905 | Simple method | 0.013903
2021-02-01 | HB_LV | Simple method region | 580885.363 | 0.1953 | 113446.9114 | SCGL | 4.1012e-09 | 0.00046527 | Simple method | 0.0004067
2021-02-01 | HB_LV | Simple method region | 580885.363 | 0.1953 | 113446.9114 | SHPK | 1.3436e-09 | 0.00015242 | Simple method | 0.00013323
2021-02-01 | HB_LV | Simple method region | 580885.363 | 0.1953 | 113446.9114 | SKOG | 0.00079505 | 90.1955 | Simple method | 78.8408
2021-02-01 | HB_LV | Simple method region | 580885.363 | 0.1953 | 113446.9114 | SOLE | 3.8686e-11 | 4.3888e-06 | Simple method | 3.8363e-06
2021-02-01 | HB_LV | Simple method region | 580885.363 | 0.1953 | 113446.9114 | SOU2 | 8.5121e-05 | 9.6567 | Simple method | 8.441
2021-02-01 | HB_LV | Simple method region | 580885.363 | 0.1953 | 113446.9114 | TARW | 0.0055707 | 631.9812 | Simple method | 552.4213
2021-02-01 | HB_LV | Simple method region | 580885.363 | 0.1953 | 113446.9114 | TASM | 4.3438e-07 | 0.049279 | Simple method | 0.043075
2021-02-01 | HB_LV | Simple method region | 580885.363 | 0.1953 | 113446.9114 | TBOP | 1.0886e-05 | 1.235 | Simple method | 1.0795
2021-02-01 | HB_LV | Simple method region | 580885.363 | 0.1953 | 113446.9114 | TOD3 | 5.7168e-05 | 6.4855 | Simple method | 5.6691
2021-02-01 | HB_LV | Simple method region | 580885.363 | 0.1953 | 113446.9114 | TOPE | 4.9252e-07 | 0.055875 | Simple method | 0.048841
2021-02-01 | HB_LV | Simple method region | 580885.363 | 0.1953 | 113446.9114 | TRNZ | 4.1225e-06 | 0.46769 | Simple method | 0.40881
2021-02-01 | HB_LV | Simple method region | 580885.363 | 0.1953 | 113446.9114 | TRUG | 0.00025329 | 28.735 | Simple method | 25.1176
2021-02-01 | HB_LV | Simple method region | 580885.363 | 0.1953 | 113446.9114 | UNET | 0.0012737 | 144.4959 | Simple method | 126.3054
2021-02-01 | HB_LV | Simple method region | 580885.363 | 0.1953 | 113446.9114 | UNIS | 0.3253 | 36904.3109 | Simple method | 32258.4368
2021-02-01 | HB_LV | Simple method region | 580885.363 | 0.1953 | 113446.9114 | VECT | 2.8146e-05 | 3.193 | Simple method | 2.7911
2021-02-01 | HB_LV | Simple method region | 580885.363 | 0.1953 | 113446.9114 | WAIP | 6.0725e-07 | 0.068891 | Simple method | 0.060218
2021-02-01 | HB_LV | Simple method region | 580885.363 | 0.1953 | 113446.9114 | WATA | 1.7645e-07 | 0.020017 | Simple method | 0.017497
2021-02-01 | HB_LV | Simple method region | 580885.363 | 0.1953 | 113446.9114 | WAV1 | 0.0057271 | 649.7237 | Simple method | 567.9302
2021-02-01 | HB_LV | Simple method region | 580885.363 | 0.1953 | 113446.9114 | WELE | 0.001129 | 128.0857 | Simple method | 111.961
2021-02-01 | HB_LV | Simple method region | 580885.363 | 0.1953 | 113446.9114 | WNST | 7.9417e-07 | 0.090096 | Simple method | 0.078754
2021-02-01 | HB_LV | Simple method region | 580885.363 | 0.1953 | 113446.9114 | WPOW | 1.0023e-07 | 0.011371 | Simple method | 0.0099397
2021-02-01 | HB_LV | Simple method region | 580885.363 | 0.1953 | 113446.9114 | WTOM | 1.6971e-06 | 0.19253 | Simple method | 0.16829
2021-03-01 | HB_LV | Simple method region | 236531.2289 | 0.2048 | 48441.5957 | ALPE | 5.1729e-07 | 0.025058 | Simple method | 0.021904
2021-03-01 | HB_LV | Simple method region | 236531.2289 | 0.2048 | 48441.5957 | BUEL | 2.7194e-08 | 0.0013173 | Simple method | 0.0011515
2021-03-01 | HB_LV | Simple method region | 236531.2289 | 0.2048 | 48441.5957 | CHBP | 2.0013e-07 | 0.0096944 | Simple method | 0.008474
2021-03-01 | HB_LV | Simple method region | 236531.2289 | 0.2048 | 48441.5957 | COUP | 1.0639e-06 | 0.051538 | Simple method | 0.04505
2021-03-01 | HB_LV | Simple method region | 236531.2289 | 0.2048 | 48441.5957 | CTCT | 0.059955 | 2904.3329 | Simple method | 2538.7072
2021-03-01 | HB_LV | Simple method region | 236531.2289 | 0.2048 | 48441.5957 | DUNE | 5.9065e-05 | 2.8612 | Simple method | 2.501
2021-03-01 | HB_LV | Simple method region | 236531.2289 | 0.2048 | 48441.5957 | EASH | 3.4244e-07 | 0.016589 | Simple method | 0.0145
2021-03-01 | HB_LV | Simple method region | 236531.2289 | 0.2048 | 48441.5957 | EAST | 0.16638 | 8059.7231 | Simple method | 7045.0866
2021-03-01 | HB_LV | Simple method region | 236531.2289 | 0.2048 | 48441.5957 | GENE | 0.32429 | 15708.9849 | Simple method | 13731.3849
2021-03-01 | HB_LV | Simple method region | 236531.2289 | 0.2048 | 48441.5957 | HORO | 3.4269e-06 | 0.166 | Simple method | 0.14511
2021-03-01 | HB_LV | Simple method region | 236531.2289 | 0.2048 | 48441.5957 | HRZE | 2.6166e-05 | 1.2675 | Simple method | 1.108
2021-03-01 | HB_LV | Simple method region | 236531.2289 | 0.2048 | 48441.5957 | KIWI | 1.2295e-05 | 0.59558 | Simple method | 0.52061
2021-03-01 | HB_LV | Simple method region | 236531.2289 | 0.2048 | 48441.5957 | KUPE | 1.0387e-07 | 0.0050318 | Simple method | 0.0043983
2021-03-01 | HB_LV | Simple method region | 236531.2289 | 0.2048 | 48441.5957 | MARL | 2.6205e-07 | 0.012694 | Simple method | 0.011096
2021-03-01 | HB_LV | Simple method region | 236531.2289 | 0.2048 | 48441.5957 | MELT | 2.0667e-05 | 1.0012 | Simple method | 0.87512
2021-03-01 | HB_LV | Simple method region | 236531.2289 | 0.2048 | 48441.5957 | MELW | 4.9766e-07 | 0.024108 | Simple method | 0.021073
2021-03-01 | HB_LV | Simple method region | 236531.2289 | 0.2048 | 48441.5957 | MERI | 0.032103 | 1555.128 | Simple method | 1359.3533
2021-03-01 | HB_LV | Simple method region | 236531.2289 | 0.2048 | 48441.5957 | METH | 8.4049e-08 | 0.0040715 | Simple method | 0.0035589
2021-03-01 | HB_LV | Simple method region | 236531.2289 | 0.2048 | 48441.5957 | MPOW | 4.6801e-07 | 0.022671 | Simple method | 0.019817
2021-03-01 | HB_LV | Simple method region | 236531.2289 | 0.2048 | 48441.5957 | MRPL | 0.035668 | 1727.8193 | Simple method | 1510.3046
2021-03-01 | HB_LV | Simple method region | 236531.2289 | 0.2048 | 48441.5957 | MSVP | 0.0097802 | 473.7662 | Simple method | 414.1239
2021-03-01 | HB_LV | Simple method region | 236531.2289 | 0.2048 | 48441.5957 | NAPA | 0.014914 | 722.457 | Simple method | 631.5071
2021-03-01 | HB_LV | Simple method region | 236531.2289 | 0.2048 | 48441.5957 | NELS | 3.5879e-08 | 0.001738 | Simple method | 0.0015192
2021-03-01 | HB_LV | Simple method region | 236531.2289 | 0.2048 | 48441.5957 | NPOW | 3.8884e-06 | 0.18836 | Simple method | 0.16465
2021-03-01 | HB_LV | Simple method region | 236531.2289 | 0.2048 | 48441.5957 | NTRG | 0.0091125 | 441.4226 | Simple method | 385.8521
2021-03-01 | HB_LV | Simple method region | 236531.2289 | 0.2048 | 48441.5957 | NZAS | 1.552e-06 | 0.07518 | Simple method | 0.065716
2021-03-01 | HB_LV | Simple method region | 236531.2289 | 0.2048 | 48441.5957 | NZST | 1.3658e-06 | 0.066161 | Simple method | 0.057832
2021-03-01 | HB_LV | Simple method region | 236531.2289 | 0.2048 | 48441.5957 | OMVP | 1.349e-07 | 0.0065348 | Simple method | 0.0057121
2021-03-01 | HB_LV | Simple method region | 236531.2289 | 0.2048 | 48441.5957 | ORON | 2.4258e-06 | 0.11751 | Simple method | 0.10272
2021-03-01 | HB_LV | Simple method region | 236531.2289 | 0.2048 | 48441.5957 | PANP | 0.0072786 | 352.5862 | Simple method | 308.1992
2021-03-01 | HB_LV | Simple method region | 236531.2289 | 0.2048 | 48441.5957 | POCO | 9.3926e-05 | 4.5499 | Simple method | 3.9771
2021-03-01 | HB_LV | Simple method region | 236531.2289 | 0.2048 | 48441.5957 | POWN | 5.331e-05 | 2.5824 | Simple method | 2.2573
2021-03-01 | HB_LV | Simple method region | 236531.2289 | 0.2048 | 48441.5957 | RAYN | 9.3756e-09 | 0.00045417 | Simple method | 0.00039699
2021-03-01 | HB_LV | Simple method region | 236531.2289 | 0.2048 | 48441.5957 | SCAN | 1.402e-07 | 0.0067914 | Simple method | 0.0059364
2021-03-01 | HB_LV | Simple method region | 236531.2289 | 0.2048 | 48441.5957 | SCGL | 4.1012e-09 | 0.00019867 | Simple method | 0.00017366
2021-03-01 | HB_LV | Simple method region | 236531.2289 | 0.2048 | 48441.5957 | SHPK | 1.3436e-09 | 6.5084e-05 | Simple method | 5.6891e-05
2021-03-01 | HB_LV | Simple method region | 236531.2289 | 0.2048 | 48441.5957 | SKOG | 0.00079505 | 38.5133 | Simple method | 33.6649
2021-03-01 | HB_LV | Simple method region | 236531.2289 | 0.2048 | 48441.5957 | SOLE | 3.8686e-11 | 1.874e-06 | Simple method | 1.6381e-06
2021-03-01 | HB_LV | Simple method region | 236531.2289 | 0.2048 | 48441.5957 | SOU2 | 8.5121e-05 | 4.1234 | Simple method | 3.6043
2021-03-01 | HB_LV | Simple method region | 236531.2289 | 0.2048 | 48441.5957 | TARW | 0.0055707 | 269.8547 | Simple method | 235.8827
2021-03-01 | HB_LV | Simple method region | 236531.2289 | 0.2048 | 48441.5957 | TASM | 4.3438e-07 | 0.021042 | Simple method | 0.018393
2021-03-01 | HB_LV | Simple method region | 236531.2289 | 0.2048 | 48441.5957 | TBOP | 1.0886e-05 | 0.52732 | Simple method | 0.46094
2021-03-01 | HB_LV | Simple method region | 236531.2289 | 0.2048 | 48441.5957 | TOD3 | 5.7168e-05 | 2.7693 | Simple method | 2.4207
2021-03-01 | HB_LV | Simple method region | 236531.2289 | 0.2048 | 48441.5957 | TOPE | 4.9252e-07 | 0.023858 | Simple method | 0.020855
2021-03-01 | HB_LV | Simple method region | 236531.2289 | 0.2048 | 48441.5957 | TRNZ | 4.1225e-06 | 0.1997 | Simple method | 0.17456
2021-03-01 | HB_LV | Simple method region | 236531.2289 | 0.2048 | 48441.5957 | TRUG | 0.00025329 | 12.2698 | Simple method | 10.7252
2021-03-01 | HB_LV | Simple method region | 236531.2289 | 0.2048 | 48441.5957 | UNET | 0.0012737 | 61.6995 | Simple method | 53.9321
2021-03-01 | HB_LV | Simple method region | 236531.2289 | 0.2048 | 48441.5957 | UNIS | 0.3253 | 15758.0641 | Simple method | 13774.2856
2021-03-01 | HB_LV | Simple method region | 236531.2289 | 0.2048 | 48441.5957 | VECT | 2.8146e-05 | 1.3634 | Simple method | 1.1918
2021-03-01 | HB_LV | Simple method region | 236531.2289 | 0.2048 | 48441.5957 | WAIP | 6.0725e-07 | 0.029416 | Simple method | 0.025713
2021-03-01 | HB_LV | Simple method region | 236531.2289 | 0.2048 | 48441.5957 | WATA | 1.7645e-07 | 0.0085474 | Simple method | 0.0074714
2021-03-01 | HB_LV | Simple method region | 236531.2289 | 0.2048 | 48441.5957 | WAV1 | 0.0057271 | 277.4307 | Simple method | 242.505
2021-03-01 | HB_LV | Simple method region | 236531.2289 | 0.2048 | 48441.5957 | WELE | 0.001129 | 54.6923 | Simple method | 47.8071
2021-03-01 | HB_LV | Simple method region | 236531.2289 | 0.2048 | 48441.5957 | WNST | 7.9417e-07 | 0.038471 | Simple method | 0.033628
2021-03-01 | HB_LV | Simple method region | 236531.2289 | 0.2048 | 48441.5957 | WPOW | 1.0023e-07 | 0.0048555 | Simple method | 0.0042442
2021-03-01 | HB_LV | Simple method region | 236531.2289 | 0.2048 | 48441.5957 | WTOM | 1.6971e-06 | 0.08221 | Simple method | 0.07186
2020-04-01 | LNI_HV | Simple method region | 725774.5084 | 2.1412 | 1554028.3774 | ALPE | 0.00061967 | 962.9865 | Simple method | 841.7563
2020-04-01 | LNI_HV | Simple method region | 725774.5084 | 2.1412 | 1554028.3774 | BUEL | 2.6713e-05 | 41.5129 | Simple method | 36.2868
2020-04-01 | LNI_HV | Simple method region | 725774.5084 | 2.1412 | 1554028.3774 | CHBP | 0.0014567 | 2263.6928 | Simple method | 1978.7171
2020-04-01 | LNI_HV | Simple method region | 725774.5084 | 2.1412 | 1554028.3774 | COUP | 0.0096871 | 15054.0298 | Simple method | 13158.8819
2020-04-01 | LNI_HV | Simple method region | 725774.5084 | 2.1412 | 1554028.3774 | CTCT | 0.12145 | 188733.5588 | Simple method | 164973.9403
2020-04-01 | LNI_HV | Simple method region | 725774.5084 | 2.1412 | 1554028.3774 | DUNE | 0.00063879 | 992.7046 | Simple method | 867.7333
2020-04-01 | LNI_HV | Simple method region | 725774.5084 | 2.1412 | 1554028.3774 | EASH | 0.00039432 | 612.7821 | Simple method | 535.6392
2020-04-01 | LNI_HV | Simple method region | 725774.5084 | 2.1412 | 1554028.3774 | EAST | 0.0038899 | 6044.9858 | Simple method | 5283.9841
2020-04-01 | LNI_HV | Simple method region | 725774.5084 | 2.1412 | 1554028.3774 | GENE | 0.1441 | 223941.3438 | Simple method | 195749.4264
2020-04-01 | LNI_HV | Simple method region | 725774.5084 | 2.1412 | 1554028.3774 | HORO | 0.0077892 | 12104.688 | Simple method | 10580.8319
2020-04-01 | LNI_HV | Simple method region | 725774.5084 | 2.1412 | 1554028.3774 | HRZE | 0.0085062 | 13218.8452 | Simple method | 11554.7282
2020-04-01 | LNI_HV | Simple method region | 725774.5084 | 2.1412 | 1554028.3774 | KIWI | 3.2926e-05 | 51.1686 | Simple method | 44.727
2020-04-01 | LNI_HV | Simple method region | 725774.5084 | 2.1412 | 1554028.3774 | KUPE | 0.00075607 | 1174.9525 | Simple method | 1027.038
2020-04-01 | LNI_HV | Simple method region | 725774.5084 | 2.1412 | 1554028.3774 | MARL | 0.00025742 | 400.0436 | Simple method | 349.6822
2020-04-01 | LNI_HV | Simple method region | 725774.5084 | 2.1412 | 1554028.3774 | MELT | 5.7425e-05 | 89.2406 | Simple method | 78.0061
2020-04-01 | LNI_HV | Simple method region | 725774.5084 | 2.1412 | 1554028.3774 | MELW | 1.3219e-05 | 20.5432 | Simple method | 17.957
2020-04-01 | LNI_HV | Simple method region | 725774.5084 | 2.1412 | 1554028.3774 | MERI | 0.060999 | 94793.4456 | Simple method | 82859.9234
2020-04-01 | LNI_HV | Simple method region | 725774.5084 | 2.1412 | 1554028.3774 | METH | 0.00061177 | 950.7103 | Simple method | 831.0256
2020-04-01 | LNI_HV | Simple method region | 725774.5084 | 2.1412 | 1554028.3774 | MPOW | 0.00051214 | 795.8809 | Simple method | 695.6877
2020-04-01 | LNI_HV | Simple method region | 725774.5084 | 2.1412 | 1554028.3774 | MRPL | 0.072727 | 113020.3643 | Simple method | 98792.2601
2020-04-01 | LNI_HV | Simple method region | 725774.5084 | 2.1412 | 1554028.3774 | MSVP | 0.019945 | 30995.423 | Simple method | 27093.4173
2020-04-01 | LNI_HV | Simple method region | 725774.5084 | 2.1412 | 1554028.3774 | NAPA | 0.030394 | 47232.9094 | Simple method | 41286.7707
2020-04-01 | LNI_HV | Simple method region | 725774.5084 | 2.1412 | 1554028.3774 | NELS | 4.1314e-05 | 64.2032 | Simple method | 56.1207
2020-04-01 | LNI_HV | Simple method region | 725774.5084 | 2.1412 | 1554028.3774 | NPOW | 0.029767 | 46259.3462 | Simple method | 40435.7692
2020-04-01 | LNI_HV | Simple method region | 725774.5084 | 2.1412 | 1554028.3774 | NTRG | 0.01857 | 28857.6018 | Simple method | 25224.7259
2020-04-01 | LNI_HV | Simple method region | 725774.5084 | 2.1412 | 1554028.3774 | NZAS | 0.0011897 | 1848.8436 | Simple method | 1616.0932
2020-04-01 | LNI_HV | Simple method region | 725774.5084 | 2.1412 | 1554028.3774 | NZST | 0.010777 | 16748.1632 | Simple method | 14639.7413
2020-04-01 | LNI_HV | Simple method region | 725774.5084 | 2.1412 | 1554028.3774 | OMVP | 0.00098191 | 1525.9123 | Simple method | 1333.8156
2020-04-01 | LNI_HV | Simple method region | 725774.5084 | 2.1412 | 1554028.3774 | ORON | 0.0026775 | 4160.8473 | Simple method | 3637.0393
2020-04-01 | LNI_HV | Simple method region | 725774.5084 | 2.1412 | 1554028.3774 | PANP | 0.012315 | 19137.7733 | Simple method | 16728.524
2020-04-01 | LNI_HV | Simple method region | 725774.5084 | 2.1412 | 1554028.3774 | POCO | 0.053028 | 82406.7964 | Simple method | 72032.6263
2020-04-01 | LNI_HV | Simple method region | 725774.5084 | 2.1412 | 1554028.3774 | POWN | 0.0004456 | 692.4827 | Simple method | 605.3063
2020-04-01 | LNI_HV | Simple method region | 725774.5084 | 2.1412 | 1554028.3774 | RAYN | 5.8441e-06 | 9.0818 | Simple method | 7.9385
2020-04-01 | LNI_HV | Simple method region | 725774.5084 | 2.1412 | 1554028.3774 | SCAN | 0.0010205 | 1585.822 | Simple method | 1386.1833
2020-04-01 | LNI_HV | Simple method region | 725774.5084 | 2.1412 | 1554028.3774 | SCGL | 3.236e-05 | 50.2882 | Simple method | 43.9574
2020-04-01 | LNI_HV | Simple method region | 725774.5084 | 2.1412 | 1554028.3774 | SHPK | 1.0602e-05 | 16.4756 | Simple method | 14.4015
2020-04-01 | LNI_HV | Simple method region | 725774.5084 | 2.1412 | 1554028.3774 | SKOG | 0.010979 | 17061.8677 | Simple method | 14913.9536
2020-04-01 | LNI_HV | Simple method region | 725774.5084 | 2.1412 | 1554028.3774 | SOLE | 2.4114e-08 | 0.037474 | Simple method | 0.032756
2020-04-01 | LNI_HV | Simple method region | 725774.5084 | 2.1412 | 1554028.3774 | SOU2 | 0.00017761 | 276.0079 | Simple method | 241.2614
2020-04-01 | LNI_HV | Simple method region | 725774.5084 | 2.1412 | 1554028.3774 | TARW | 0.011361 | 17654.8254 | Simple method | 15432.264
2020-04-01 | LNI_HV | Simple method region | 725774.5084 | 2.1412 | 1554028.3774 | TASM | 0.00049607 | 770.9068 | Simple method | 673.8575
2020-04-01 | LNI_HV | Simple method region | 725774.5084 | 2.1412 | 1554028.3774 | TBOP | 2.7101e-05 | 42.116 | Simple method | 36.814
2020-04-01 | LNI_HV | Simple method region | 725774.5084 | 2.1412 | 1554028.3774 | TOD3 | 0.00015677 | 243.6312 | Simple method | 212.9605
2020-04-01 | LNI_HV | Simple method region | 725774.5084 | 2.1412 | 1554028.3774 | TOPE | 0.0041899 | 6511.1809 | Simple method | 5691.49
2020-04-01 | LNI_HV | Simple method region | 725774.5084 | 2.1412 | 1554028.3774 | TRNZ | 0.0011514 | 1789.2949 | Simple method | 1564.0411
2020-04-01 | LNI_HV | Simple method region | 725774.5084 | 2.1412 | 1554028.3774 | TRUG | 0.00052866 | 821.5598 | Simple method | 718.1339
2020-04-01 | LNI_HV | Simple method region | 725774.5084 | 2.1412 | 1554028.3774 | UNET | 0.048063 | 74691.9614 | Simple method | 65289.0098
2020-04-01 | LNI_HV | Simple method region | 725774.5084 | 2.1412 | 1554028.3774 | UNIS | 0.025343 | 39383.9209 | Simple method | 34425.8894
2020-04-01 | LNI_HV | Simple method region | 725774.5084 | 2.1412 | 1554028.3774 | VECT | 0.22702 | 352790.6154 | Simple method | 308377.8967
2020-04-01 | LNI_HV | Simple method region | 725774.5084 | 2.1412 | 1554028.3774 | WAIP | 0.0060803 | 9448.9718 | Simple method | 8259.4432
2020-04-01 | LNI_HV | Simple method region | 725774.5084 | 2.1412 | 1554028.3774 | WATA | 0.00023494 | 365.1018 | Simple method | 319.1393
2020-04-01 | LNI_HV | Simple method region | 725774.5084 | 2.1412 | 1554028.3774 | WAV1 | 0.01168 | 18150.4729 | Simple method | 15865.5146
2020-04-01 | LNI_HV | Simple method region | 725774.5084 | 2.1412 | 1554028.3774 | WELE | 0.026388 | 41007.3798 | Simple method | 35844.9715
2020-04-01 | LNI_HV | Simple method region | 725774.5084 | 2.1412 | 1554028.3774 | WNST | 0.0061952 | 9627.4989 | Simple method | 8415.4956
2020-04-01 | LNI_HV | Simple method region | 725774.5084 | 2.1412 | 1554028.3774 | WPOW | 0.00010678 | 165.935 | Simple method | 145.0455
2020-04-01 | LNI_HV | Simple method region | 725774.5084 | 2.1412 | 1554028.3774 | WTOM | 0.0040962 | 6365.6414 | Simple method | 5564.2724
2020-05-01 | LNI_HV | Simple method region | 2270954.1817 | 0.3989 | 905883.6231 | ALPE | 0.00061967 | 561.3499 | Simple method | 490.6817
2020-05-01 | LNI_HV | Simple method region | 2270954.1817 | 0.3989 | 905883.6231 | BUEL | 2.6713e-05 | 24.1989 | Simple method | 21.1525
2020-05-01 | LNI_HV | Simple method region | 2270954.1817 | 0.3989 | 905883.6231 | CHBP | 0.0014567 | 1319.5655 | Simple method | 1153.4458
2020-05-01 | LNI_HV | Simple method region | 2270954.1817 | 0.3989 | 905883.6231 | COUP | 0.0096871 | 8775.3861 | Simple method | 7670.655
2020-05-01 | LNI_HV | Simple method region | 2270954.1817 | 0.3989 | 905883.6231 | CTCT | 0.12145 | 110017.7079 | Simple method | 96167.6073
2020-05-01 | LNI_HV | Simple method region | 2270954.1817 | 0.3989 | 905883.6231 | DUNE | 0.00063879 | 578.6734 | Simple method | 505.8243
2020-05-01 | LNI_HV | Simple method region | 2270954.1817 | 0.3989 | 905883.6231 | EASH | 0.00039432 | 357.2067 | Simple method | 312.238
2020-05-01 | LNI_HV | Simple method region | 2270954.1817 | 0.3989 | 905883.6231 | EAST | 0.0038899 | 3523.7797 | Simple method | 3080.172
2020-05-01 | LNI_HV | Simple method region | 2270954.1817 | 0.3989 | 905883.6231 | GENE | 0.1441 | 130541.2429 | Simple method | 114107.4398
2020-05-01 | LNI_HV | Simple method region | 2270954.1817 | 0.3989 | 905883.6231 | HORO | 0.0077892 | 7056.1379 | Simple method | 6167.8426
2020-05-01 | LNI_HV | Simple method region | 2270954.1817 | 0.3989 | 905883.6231 | HRZE | 0.0085062 | 7705.6092 | Simple method | 6735.5521
2020-05-01 | LNI_HV | Simple method region | 2270954.1817 | 0.3989 | 905883.6231 | KIWI | 3.2926e-05 | 29.8275 | Simple method | 26.0725
2020-05-01 | LNI_HV | Simple method region | 2270954.1817 | 0.3989 | 905883.6231 | KUPE | 0.00075607 | 684.9104 | Simple method | 598.6872
2020-05-01 | LNI_HV | Simple method region | 2270954.1817 | 0.3989 | 905883.6231 | MARL | 0.00025742 | 233.1958 | Simple method | 203.8389
2020-05-01 | LNI_HV | Simple method region | 2270954.1817 | 0.3989 | 905883.6231 | MELT | 5.7425e-05 | 52.0207 | Simple method | 45.4718
2020-05-01 | LNI_HV | Simple method region | 2270954.1817 | 0.3989 | 905883.6231 | MELW | 1.3219e-05 | 11.9752 | Simple method | 10.4676
2020-05-01 | LNI_HV | Simple method region | 2270954.1817 | 0.3989 | 905883.6231 | MERI | 0.060999 | 55257.5688 | Simple method | 48301.2078
2020-05-01 | LNI_HV | Simple method region | 2270954.1817 | 0.3989 | 905883.6231 | METH | 0.00061177 | 554.1938 | Simple method | 484.4265
2020-05-01 | LNI_HV | Simple method region | 2270954.1817 | 0.3989 | 905883.6231 | MPOW | 0.00051214 | 463.9397 | Simple method | 405.5345
2020-05-01 | LNI_HV | Simple method region | 2270954.1817 | 0.3989 | 905883.6231 | MRPL | 0.072727 | 65882.5145 | Simple method | 57588.5819
2020-05-01 | LNI_HV | Simple method region | 2270954.1817 | 0.3989 | 905883.6231 | MSVP | 0.019945 | 18068.0395 | Simple method | 15793.4587
2020-05-01 | LNI_HV | Simple method region | 2270954.1817 | 0.3989 | 905883.6231 | NAPA | 0.030394 | 27533.2933 | Simple method | 24067.1342
2020-05-01 | LNI_HV | Simple method region | 2270954.1817 | 0.3989 | 905883.6231 | NELS | 4.1314e-05 | 37.4257 | Simple method | 32.7142
2020-05-01 | LNI_HV | Simple method region | 2270954.1817 | 0.3989 | 905883.6231 | NPOW | 0.029767 | 26965.7779 | Simple method | 23571.0632
2020-05-01 | LNI_HV | Simple method region | 2270954.1817 | 0.3989 | 905883.6231 | NTRG | 0.01857 | 16821.8478 | Simple method | 14704.1498
2020-05-01 | LNI_HV | Simple method region | 2270954.1817 | 0.3989 | 905883.6231 | NZAS | 0.0011897 | 1077.7391 | Simple method | 942.0628
2020-05-01 | LNI_HV | Simple method region | 2270954.1817 | 0.3989 | 905883.6231 | NZST | 0.010777 | 9762.9406 | Simple method | 8533.8866
2020-05-01 | LNI_HV | Simple method region | 2270954.1817 | 0.3989 | 905883.6231 | OMVP | 0.00098191 | 889.494 | Simple method | 777.5159
2020-05-01 | LNI_HV | Simple method region | 2270954.1817 | 0.3989 | 905883.6231 | ORON | 0.0026775 | 2425.4663 | Simple method | 2120.125
2020-05-01 | LNI_HV | Simple method region | 2270954.1817 | 0.3989 | 905883.6231 | PANP | 0.012315 | 11155.9066 | Simple method | 9751.4924
2020-05-01 | LNI_HV | Simple method region | 2270954.1817 | 0.3989 | 905883.6231 | POCO | 0.053028 | 48037.0683 | Simple method | 41989.6943
2020-05-01 | LNI_HV | Simple method region | 2270954.1817 | 0.3989 | 905883.6231 | POWN | 0.0004456 | 403.6662 | Simple method | 352.8488
2020-05-01 | LNI_HV | Simple method region | 2270954.1817 | 0.3989 | 905883.6231 | RAYN | 5.8441e-06 | 5.294 | Simple method | 4.6276
2020-05-01 | LNI_HV | Simple method region | 2270954.1817 | 0.3989 | 905883.6231 | SCAN | 0.0010205 | 924.417 | Simple method | 808.0423
2020-05-01 | LNI_HV | Simple method region | 2270954.1817 | 0.3989 | 905883.6231 | SCGL | 3.236e-05 | 29.3143 | Simple method | 25.6239
2020-05-01 | LNI_HV | Simple method region | 2270954.1817 | 0.3989 | 905883.6231 | SHPK | 1.0602e-05 | 9.6041 | Simple method | 8.395
2020-05-01 | LNI_HV | Simple method region | 2270954.1817 | 0.3989 | 905883.6231 | SKOG | 0.010979 | 9945.8071 | Simple method | 8693.7321
2020-05-01 | LNI_HV | Simple method region | 2270954.1817 | 0.3989 | 905883.6231 | SOLE | 2.4114e-08 | 0.021844 | Simple method | 0.019094
2020-05-01 | LNI_HV | Simple method region | 2270954.1817 | 0.3989 | 905883.6231 | SOU2 | 0.00017761 | 160.8922 | Simple method | 140.6375
2020-05-01 | LNI_HV | Simple method region | 2270954.1817 | 0.3989 | 905883.6231 | TARW | 0.011361 | 10291.4576 | Simple method | 8995.8687
2020-05-01 | LNI_HV | Simple method region | 2270954.1817 | 0.3989 | 905883.6231 | TASM | 0.00049607 | 449.3817 | Simple method | 392.8091
2020-05-01 | LNI_HV | Simple method region | 2270954.1817 | 0.3989 | 905883.6231 | TBOP | 2.7101e-05 | 24.5505 | Simple method | 21.4599
2020-05-01 | LNI_HV | Simple method region | 2270954.1817 | 0.3989 | 905883.6231 | TOD3 | 0.00015677 | 142.019 | Simple method | 124.1402
2020-05-01 | LNI_HV | Simple method region | 2270954.1817 | 0.3989 | 905883.6231 | TOPE | 0.0041899 | 3795.5369 | Simple method | 3317.7178
2020-05-01 | LNI_HV | Simple method region | 2270954.1817 | 0.3989 | 905883.6231 | TRNZ | 0.0011514 | 1043.0266 | Simple method | 911.7203
2020-05-01 | LNI_HV | Simple method region | 2270954.1817 | 0.3989 | 905883.6231 | TRUG | 0.00052866 | 478.9086 | Simple method | 418.6189
2020-05-01 | LNI_HV | Simple method region | 2270954.1817 | 0.3989 | 905883.6231 | UNET | 0.048063 | 43539.89 | Simple method | 38058.6646
2020-05-01 | LNI_HV | Simple method region | 2270954.1817 | 0.3989 | 905883.6231 | UNIS | 0.025343 | 22957.9134 | Simple method | 20067.7477
2020-05-01 | LNI_HV | Simple method region | 2270954.1817 | 0.3989 | 905883.6231 | VECT | 0.22702 | 205650.8398 | Simple method | 179761.5091
2020-05-01 | LNI_HV | Simple method region | 2270954.1817 | 0.3989 | 905883.6231 | WAIP | 0.0060803 | 5508.0518 | Simple method | 4814.6446
2020-05-01 | LNI_HV | Simple method region | 2270954.1817 | 0.3989 | 905883.6231 | WATA | 0.00023494 | 212.8274 | Simple method | 186.0346
2020-05-01 | LNI_HV | Simple method region | 2270954.1817 | 0.3989 | 905883.6231 | WAV1 | 0.01168 | 10580.3835 | Simple method | 9248.4217
2020-05-01 | LNI_HV | Simple method region | 2270954.1817 | 0.3989 | 905883.6231 | WELE | 0.026388 | 23904.2699 | Simple method | 20894.9676
2020-05-01 | LNI_HV | Simple method region | 2270954.1817 | 0.3989 | 905883.6231 | WNST | 0.0061952 | 5612.1199 | Simple method | 4905.6116
2020-05-01 | LNI_HV | Simple method region | 2270954.1817 | 0.3989 | 905883.6231 | WPOW | 0.00010678 | 96.7279 | Simple method | 84.5508
2020-05-01 | LNI_HV | Simple method region | 2270954.1817 | 0.3989 | 905883.6231 | WTOM | 0.0040962 | 3710.6982 | Simple method | 3243.5594
2020-06-01 | LNI_HV | Simple method region | 3092038.5035 | 0.4449 | 1375647.9302 | ALPE | 0.00061967 | 852.4493 | Simple method | 745.1346
2020-06-01 | LNI_HV | Simple method region | 3092038.5035 | 0.4449 | 1375647.9302 | BUEL | 2.6713e-05 | 36.7478 | Simple method | 32.1216
2020-06-01 | LNI_HV | Simple method region | 3092038.5035 | 0.4449 | 1375647.9302 | CHBP | 0.0014567 | 2003.853 | Simple method | 1751.5884
2020-06-01 | LNI_HV | Simple method region | 3092038.5035 | 0.4449 | 1375647.9302 | COUP | 0.0096871 | 13326.0404 | Simple method | 11648.4286
2020-06-01 | LNI_HV | Simple method region | 3092038.5035 | 0.4449 | 1375647.9302 | CTCT | 0.12145 | 167069.6194 | Simple method | 146037.2685
2020-06-01 | LNI_HV | Simple method region | 3092038.5035 | 0.4449 | 1375647.9302 | DUNE | 0.00063879 | 878.7562 | Simple method | 768.1298
2020-06-01 | LNI_HV | Simple method region | 3092038.5035 | 0.4449 | 1375647.9302 | EASH | 0.00039432 | 542.4434 | Simple method | 474.1554
2020-06-01 | LNI_HV | Simple method region | 3092038.5035 | 0.4449 | 1375647.9302 | EAST | 0.0038899 | 5351.1071 | Simple method | 4677.4576
2020-06-01 | LNI_HV | Simple method region | 3092038.5035 | 0.4449 | 1375647.9302 | GENE | 0.1441 | 198236.0494 | Simple method | 173280.1647
2020-06-01 | LNI_HV | Simple method region | 3092038.5035 | 0.4449 | 1375647.9302 | HORO | 0.0077892 | 10715.2412 | Simple method | 9366.3023
2020-06-01 | LNI_HV | Simple method region | 3092038.5035 | 0.4449 | 1375647.9302 | HRZE | 0.0085062 | 11701.509 | Simple method | 10228.409
2020-06-01 | LNI_HV | Simple method region | 3092038.5035 | 0.4449 | 1375647.9302 | KIWI | 3.2926e-05 | 45.2951 | Simple method | 39.593
2020-06-01 | LNI_HV | Simple method region | 3092038.5035 | 0.4449 | 1375647.9302 | KUPE | 0.00075607 | 1040.0846 | Simple method | 909.1486
2020-06-01 | LNI_HV | Simple method region | 3092038.5035 | 0.4449 | 1375647.9302 | MARL | 0.00025742 | 354.1243 | Simple method | 309.5437
2020-06-01 | LNI_HV | Simple method region | 3092038.5035 | 0.4449 | 1375647.9302 | MELT | 5.7425e-05 | 78.997 | Simple method | 69.0521
2020-06-01 | LNI_HV | Simple method region | 3092038.5035 | 0.4449 | 1375647.9302 | MELW | 1.3219e-05 | 18.1851 | Simple method | 15.8958
2020-06-01 | LNI_HV | Simple method region | 3092038.5035 | 0.4449 | 1375647.9302 | MERI | 0.060999 | 83912.5006 | Simple method | 73348.7778
2020-06-01 | LNI_HV | Simple method region | 3092038.5035 | 0.4449 | 1375647.9302 | METH | 0.00061177 | 841.5822 | Simple method | 735.6356
2020-06-01 | LNI_HV | Simple method region | 3092038.5035 | 0.4449 | 1375647.9302 | MPOW | 0.00051214 | 704.525 | Simple method | 615.8326
2020-06-01 | LNI_HV | Simple method region | 3092038.5035 | 0.4449 | 1375647.9302 | MRPL | 0.072727 | 100047.2273 | Simple method | 87452.3079
2020-06-01 | LNI_HV | Simple method region | 3092038.5035 | 0.4449 | 1375647.9302 | MSVP | 0.019945 | 27437.5874 | Simple method | 23983.4767
2020-06-01 | LNI_HV | Simple method region | 3092038.5035 | 0.4449 | 1375647.9302 | NAPA | 0.030394 | 41811.2404 | Simple method | 36547.6342
2020-06-01 | LNI_HV | Simple method region | 3092038.5035 | 0.4449 | 1375647.9302 | NELS | 4.1314e-05 | 56.8336 | Simple method | 49.6788
2020-06-01 | LNI_HV | Simple method region | 3092038.5035 | 0.4449 | 1375647.9302 | NPOW | 0.029767 | 40949.4285 | Simple method | 35794.3156
2020-06-01 | LNI_HV | Simple method region | 3092038.5035 | 0.4449 | 1375647.9302 | NTRG | 0.01857 | 25545.1579 | Simple method | 22329.2846
2020-06-01 | LNI_HV | Simple method region | 3092038.5035 | 0.4449 | 1375647.9302 | NZAS | 0.0011897 | 1636.6226 | Simple method | 1430.5886
2020-06-01 | LNI_HV | Simple method region | 3092038.5035 | 0.4449 | 1375647.9302 | NZST | 0.010777 | 14825.7113 | Simple method | 12959.3063
2020-06-01 | LNI_HV | Simple method region | 3092038.5035 | 0.4449 | 1375647.9302 | OMVP | 0.00098191 | 1350.7592 | Simple method | 1180.7125
2020-06-01 | LNI_HV | Simple method region | 3092038.5035 | 0.4449 | 1375647.9302 | ORON | 0.0026775 | 3683.241 | Simple method | 3219.5587
2020-06-01 | LNI_HV | Simple method region | 3092038.5035 | 0.4449 | 1375647.9302 | PANP | 0.012315 | 16941.0279 | Simple method | 14808.3264
2020-06-01 | LNI_HV | Simple method region | 3092038.5035 | 0.4449 | 1375647.9302 | POCO | 0.053028 | 72947.6633 | Simple method | 63764.301
2020-06-01 | LNI_HV | Simple method region | 3092038.5035 | 0.4449 | 1375647.9302 | POWN | 0.0004456 | 612.9955 | Simple method | 535.8257
2020-06-01 | LNI_HV | Simple method region | 3092038.5035 | 0.4449 | 1375647.9302 | RAYN | 5.8441e-06 | 8.0394 | Simple method | 7.0273
2020-06-01 | LNI_HV | Simple method region | 3092038.5035 | 0.4449 | 1375647.9302 | SCAN | 0.0010205 | 1403.7921 | Simple method | 1227.0691
2020-06-01 | LNI_HV | Simple method region | 3092038.5035 | 0.4449 | 1375647.9302 | SCGL | 3.236e-05 | 44.5158 | Simple method | 38.9117
2020-06-01 | LNI_HV | Simple method region | 3092038.5035 | 0.4449 | 1375647.9302 | SHPK | 1.0602e-05 | 14.5844 | Simple method | 12.7484
2020-06-01 | LNI_HV | Simple method region | 3092038.5035 | 0.4449 | 1375647.9302 | SKOG | 0.010979 | 15103.4069 | Simple method | 13202.043
2020-06-01 | LNI_HV | Simple method region | 3092038.5035 | 0.4449 | 1375647.9302 | SOLE | 2.4114e-08 | 0.033172 | Simple method | 0.028996
2020-06-01 | LNI_HV | Simple method region | 3092038.5035 | 0.4449 | 1375647.9302 | SOU2 | 0.00017761 | 244.3261 | Simple method | 213.568
2020-06-01 | LNI_HV | Simple method region | 3092038.5035 | 0.4449 | 1375647.9302 | TARW | 0.011361 | 15628.3015 | Simple method | 13660.8587
2020-06-01 | LNI_HV | Simple method region | 3092038.5035 | 0.4449 | 1375647.9302 | TASM | 0.00049607 | 682.4176 | Simple method | 596.5082
2020-06-01 | LNI_HV | Simple method region | 3092038.5035 | 0.4449 | 1375647.9302 | TBOP | 2.7101e-05 | 37.2817 | Simple method | 32.5883
2020-06-01 | LNI_HV | Simple method region | 3092038.5035 | 0.4449 | 1375647.9302 | TOD3 | 0.00015677 | 215.6658 | Simple method | 188.5157
2020-06-01 | LNI_HV | Simple method region | 3092038.5035 | 0.4449 | 1375647.9302 | TOPE | 0.0041899 | 5763.7895 | Simple method | 5038.1876
2020-06-01 | LNI_HV | Simple method region | 3092038.5035 | 0.4449 | 1375647.9302 | TRNZ | 0.0011514 | 1583.9092 | Simple method | 1384.5113
2020-06-01 | LNI_HV | Simple method region | 3092038.5035 | 0.4449 | 1375647.9302 | TRUG | 0.00052866 | 727.2564 | Simple method | 635.7023
2020-06-01 | LNI_HV | Simple method region | 3092038.5035 | 0.4449 | 1375647.9302 | UNET | 0.048063 | 66118.3821 | Simple method | 57794.7562
2020-06-01 | LNI_HV | Simple method region | 3092038.5035 | 0.4449 | 1375647.9302 | UNIS | 0.025343 | 34863.2046 | Simple method | 30474.2849
2020-06-01 | LNI_HV | Simple method region | 3092038.5035 | 0.4449 | 1375647.9302 | VECT | 0.22702 | 312295.2495 | Simple method | 272980.4819
2020-06-01 | LNI_HV | Simple method region | 3092038.5035 | 0.4449 | 1375647.9302 | WAIP | 0.0060803 | 8364.3636 | Simple method | 7311.3761
2020-06-01 | LNI_HV | Simple method region | 3092038.5035 | 0.4449 | 1375647.9302 | WATA | 0.00023494 | 323.1933 | Simple method | 282.5066
2020-06-01 | LNI_HV | Simple method region | 3092038.5035 | 0.4449 | 1375647.9302 | WAV1 | 0.01168 | 16067.0557 | Simple method | 14044.3782
2020-06-01 | LNI_HV | Simple method region | 3092038.5035 | 0.4449 | 1375647.9302 | WELE | 0.026388 | 36300.3134 | Simple method | 31730.4764
2020-06-01 | LNI_HV | Simple method region | 3092038.5035 | 0.4449 | 1375647.9302 | WNST | 0.0061952 | 8522.3984 | Simple method | 7449.5159
2020-06-01 | LNI_HV | Simple method region | 3092038.5035 | 0.4449 | 1375647.9302 | WPOW | 0.00010678 | 146.888 | Simple method | 128.3963
2020-06-01 | LNI_HV | Simple method region | 3092038.5035 | 0.4449 | 1375647.9302 | WTOM | 0.0040962 | 5634.9559 | Simple method | 4925.5728
2020-07-01 | LNI_HV | Simple method region | 3449445.5502 | 0.5722 | 1973772.7438 | ALPE | 0.00061967 | 1223.0899 | Simple method | 1069.1154
2020-07-01 | LNI_HV | Simple method region | 3449445.5502 | 0.5722 | 1973772.7438 | BUEL | 2.6713e-05 | 52.7256 | Simple method | 46.0879
2020-07-01 | LNI_HV | Simple method region | 3449445.5502 | 0.5722 | 1973772.7438 | CHBP | 0.0014567 | 2875.1182 | Simple method | 2513.1703
2020-07-01 | LNI_HV | Simple method region | 3449445.5502 | 0.5722 | 1973772.7438 | COUP | 0.0096871 | 19120.1358 | Simple method | 16713.1069
2020-07-01 | LNI_HV | Simple method region | 3449445.5502 | 0.5722 | 1973772.7438 | CTCT | 0.12145 | 239710.6512 | Simple method | 209533.5397
2020-07-01 | LNI_HV | Simple method region | 3449445.5502 | 0.5722 | 1973772.7438 | DUNE | 0.00063879 | 1260.8349 | Simple method | 1102.1087
2020-07-01 | LNI_HV | Simple method region | 3449445.5502 | 0.5722 | 1973772.7438 | EASH | 0.00039432 | 778.2951 | Simple method | 680.3157
2020-07-01 | LNI_HV | Simple method region | 3449445.5502 | 0.5722 | 1973772.7438 | EAST | 0.0038899 | 7677.7415 | Simple method | 6711.1927
2020-07-01 | LNI_HV | Simple method region | 3449445.5502 | 0.5722 | 1973772.7438 | GENE | 0.1441 | 284428.0884 | Simple method | 248621.5104
2020-07-01 | LNI_HV | Simple method region | 3449445.5502 | 0.5722 | 1973772.7438 | HORO | 0.0077892 | 15374.1743 | Simple method | 13438.7235
2020-07-01 | LNI_HV | Simple method region | 3449445.5502 | 0.5722 | 1973772.7438 | HRZE | 0.0085062 | 16789.2663 | Simple method | 14675.6699
2020-07-01 | LNI_HV | Simple method region | 3449445.5502 | 0.5722 | 1973772.7438 | KIWI | 3.2926e-05 | 64.9892 | Simple method | 56.8078
2020-07-01 | LNI_HV | Simple method region | 3449445.5502 | 0.5722 | 1973772.7438 | KUPE | 0.00075607 | 1492.3081 | Simple method | 1304.4419
2020-07-01 | LNI_HV | Simple method region | 3449445.5502 | 0.5722 | 1973772.7438 | MARL | 0.00025742 | 508.0957 | Simple method | 444.1317
2020-07-01 | LNI_HV | Simple method region | 3449445.5502 | 0.5722 | 1973772.7438 | MELT | 5.7425e-05 | 113.3445 | Simple method | 99.0756
2020-07-01 | LNI_HV | Simple method region | 3449445.5502 | 0.5722 | 1973772.7438 | MELW | 1.3219e-05 | 26.0919 | Simple method | 22.8072
2020-07-01 | LNI_HV | Simple method region | 3449445.5502 | 0.5722 | 1973772.7438 | MERI | 0.060999 | 120397.2346 | Simple method | 105240.4581
2020-07-01 | LNI_HV | Simple method region | 3449445.5502 | 0.5722 | 1973772.7438 | METH | 0.00061177 | 1207.4979 | Simple method | 1055.4863
2020-07-01 | LNI_HV | Simple method region | 3449445.5502 | 0.5722 | 1973772.7438 | MPOW | 0.00051214 | 1010.849 | Simple method | 883.5935
2020-07-01 | LNI_HV | Simple method region | 3449445.5502 | 0.5722 | 1973772.7438 | MRPL | 0.072727 | 143547.2594 | Simple method | 125476.1323
2020-07-01 | LNI_HV | Simple method region | 3449445.5502 | 0.5722 | 1973772.7438 | MSVP | 0.019945 | 39367.3127 | Simple method | 34411.372
2020-07-01 | LNI_HV | Simple method region | 3449445.5502 | 0.5722 | 1973772.7438 | NAPA | 0.030394 | 59990.5578 | Simple method | 52438.3621
2020-07-01 | LNI_HV | Simple method region | 3449445.5502 | 0.5722 | 1973772.7438 | NELS | 4.1314e-05 | 81.5445 | Simple method | 71.2789
2020-07-01 | LNI_HV | Simple method region | 3449445.5502 | 0.5722 | 1973772.7438 | NPOW | 0.029767 | 58754.0344 | Simple method | 51357.5043
2020-07-01 | LNI_HV | Simple method region | 3449445.5502 | 0.5722 | 1973772.7438 | NTRG | 0.01857 | 36652.0643 | Simple method | 32037.9454
2020-07-01 | LNI_HV | Simple method region | 3449445.5502 | 0.5722 | 1973772.7438 | NZAS | 0.0011897 | 2348.2179 | Simple method | 2052.6013
2020-07-01 | LNI_HV | Simple method region | 3449445.5502 | 0.5722 | 1973772.7438 | NZST | 0.010777 | 21271.8561 | Simple method | 18593.9477
2020-07-01 | LNI_HV | Simple method region | 3449445.5502 | 0.5722 | 1973772.7438 | OMVP | 0.00098191 | 1938.0625 | Simple method | 1694.0803
2020-07-01 | LNI_HV | Simple method region | 3449445.5502 | 0.5722 | 1973772.7438 | ORON | 0.0026775 | 5284.6956 | Simple method | 4619.4067
2020-07-01 | LNI_HV | Simple method region | 3449445.5502 | 0.5722 | 1973772.7438 | PANP | 0.012315 | 24306.9018 | Simple method | 21246.9123
2020-07-01 | LNI_HV | Simple method region | 3449445.5502 | 0.5722 | 1973772.7438 | POCO | 0.053028 | 104664.9411 | Simple method | 91488.699
2020-07-01 | LNI_HV | Simple method region | 3449445.5502 | 0.5722 | 1973772.7438 | POWN | 0.0004456 | 879.5229 | Simple method | 768.8
2020-07-01 | LNI_HV | Simple method region | 3449445.5502 | 0.5722 | 1973772.7438 | RAYN | 5.8441e-06 | 11.5349 | Simple method | 10.0827
2020-07-01 | LNI_HV | Simple method region | 3449445.5502 | 0.5722 | 1973772.7438 | SCAN | 0.0010205 | 2014.1538 | Simple method | 1760.5925
2020-07-01 | LNI_HV | Simple method region | 3449445.5502 | 0.5722 | 1973772.7438 | SCGL | 3.236e-05 | 63.8711 | Simple method | 55.8304
2020-07-01 | LNI_HV | Simple method region | 3449445.5502 | 0.5722 | 1973772.7438 | SHPK | 1.0602e-05 | 20.9257 | Simple method | 18.2913
2020-07-01 | LNI_HV | Simple method region | 3449445.5502 | 0.5722 | 1973772.7438 | SKOG | 0.010979 | 21670.2925 | Simple method | 18942.225
2020-07-01 | LNI_HV | Simple method region | 3449445.5502 | 0.5722 | 1973772.7438 | SOLE | 2.4114e-08 | 0.047595 | Simple method | 0.041604
2020-07-01 | LNI_HV | Simple method region | 3449445.5502 | 0.5722 | 1973772.7438 | SOU2 | 0.00017761 | 350.5579 | Simple method | 306.4263
2020-07-01 | LNI_HV | Simple method region | 3449445.5502 | 0.5722 | 1973772.7438 | TARW | 0.011361 | 22423.4085 | Simple method | 19600.5315
2020-07-01 | LNI_HV | Simple method region | 3449445.5502 | 0.5722 | 1973772.7438 | TASM | 0.00049607 | 979.1294 | Simple method | 855.867
2020-07-01 | LNI_HV | Simple method region | 3449445.5502 | 0.5722 | 1973772.7438 | TBOP | 2.7101e-05 | 53.4916 | Simple method | 46.7575
2020-07-01 | LNI_HV | Simple method region | 3449445.5502 | 0.5722 | 1973772.7438 | TOD3 | 0.00015677 | 309.4362 | Simple method | 270.4814
2020-07-01 | LNI_HV | Simple method region | 3449445.5502 | 0.5722 | 1973772.7438 | TOPE | 0.0041899 | 8269.8563 | Simple method | 7228.7662
2020-07-01 | LNI_HV | Simple method region | 3449445.5502 | 0.5722 | 1973772.7438 | TRNZ | 0.0011514 | 2272.585 | Simple method | 1986.4899
2020-07-01 | LNI_HV | Simple method region | 3449445.5502 | 0.5722 | 1973772.7438 | TRUG | 0.00052866 | 1043.4638 | Simple method | 912.1024
2020-07-01 | LNI_HV | Simple method region | 3449445.5502 | 0.5722 | 1973772.7438 | UNET | 0.048063 | 94866.3227 | Simple method | 82923.6261
2020-07-01 | LNI_HV | Simple method region | 3449445.5502 | 0.5722 | 1973772.7438 | UNIS | 0.025343 | 50021.5509 | Simple method | 43724.3509
2020-07-01 | LNI_HV | Simple method region | 3449445.5502 | 0.5722 | 1973772.7438 | VECT | 0.22702 | 448079.6562 | Simple method | 391671.025
2020-07-01 | LNI_HV | Simple method region | 3449445.5502 | 0.5722 | 1973772.7438 | WAIP | 0.0060803 | 12001.1469 | Simple method | 10490.3257
2020-07-01 | LNI_HV | Simple method region | 3449445.5502 | 0.5722 | 1973772.7438 | WATA | 0.00023494 | 463.7161 | Simple method | 405.339
2020-07-01 | LNI_HV | Simple method region | 3449445.5502 | 0.5722 | 1973772.7438 | WAV1 | 0.01168 | 23052.9308 | Simple method | 20150.8034
2020-07-01 | LNI_HV | Simple method region | 3449445.5502 | 0.5722 | 1973772.7438 | WELE | 0.026388 | 52083.5075 | Simple method | 45526.7283
2020-07-01 | LNI_HV | Simple method region | 3449445.5502 | 0.5722 | 1973772.7438 | WNST | 0.0061952 | 12227.8944 | Simple method | 10688.528
2020-07-01 | LNI_HV | Simple method region | 3449445.5502 | 0.5722 | 1973772.7438 | WPOW | 0.00010678 | 210.7542 | Simple method | 184.2224
2020-07-01 | LNI_HV | Simple method region | 3449445.5502 | 0.5722 | 1973772.7438 | WTOM | 0.0040962 | 8085.0064 | Simple method | 7067.1871
2020-08-01 | LNI_HV | Simple method region | 2247075.3888 | 0.9035 | 2030232.6138 | ALPE | 0.00061967 | 1258.0765 | Simple method | 1099.6975
2020-08-01 | LNI_HV | Simple method region | 2247075.3888 | 0.9035 | 2030232.6138 | BUEL | 2.6713e-05 | 54.2338 | Simple method | 47.4063
2020-08-01 | LNI_HV | Simple method region | 2247075.3888 | 0.9035 | 2030232.6138 | CHBP | 0.0014567 | 2957.3611 | Simple method | 2585.0597
2020-08-01 | LNI_HV | Simple method region | 2247075.3888 | 0.9035 | 2030232.6138 | COUP | 0.0096871 | 19667.0683 | Simple method | 17191.1862
2020-08-01 | LNI_HV | Simple method region | 2247075.3888 | 0.9035 | 2030232.6138 | CTCT | 0.12145 | 246567.5866 | Simple method | 215527.2573
2020-08-01 | LNI_HV | Simple method region | 2247075.3888 | 0.9035 | 2030232.6138 | DUNE | 0.00063879 | 1296.9012 | Simple method | 1133.6346
2020-08-01 | LNI_HV | Simple method region | 2247075.3888 | 0.9035 | 2030232.6138 | EASH | 0.00039432 | 800.5583 | Simple method | 699.7762
2020-08-01 | LNI_HV | Simple method region | 2247075.3888 | 0.9035 | 2030232.6138 | EAST | 0.0038899 | 7897.3637 | Simple method | 6903.1667
2020-08-01 | LNI_HV | Simple method region | 2247075.3888 | 0.9035 | 2030232.6138 | GENE | 0.1441 | 292564.1684 | Simple method | 255733.3414
2020-08-01 | LNI_HV | Simple method region | 2247075.3888 | 0.9035 | 2030232.6138 | HORO | 0.0077892 | 15813.9533 | Simple method | 13823.1389
2020-08-01 | LNI_HV | Simple method region | 2247075.3888 | 0.9035 | 2030232.6138 | HRZE | 0.0085062 | 17269.5241 | Simple method | 15095.4682
2020-08-01 | LNI_HV | Simple method region | 2247075.3888 | 0.9035 | 2030232.6138 | KIWI | 3.2926e-05 | 66.8483 | Simple method | 58.4328
2020-08-01 | LNI_HV | Simple method region | 2247075.3888 | 0.9035 | 2030232.6138 | KUPE | 0.00075607 | 1534.9957 | Simple method | 1341.7555
2020-08-01 | LNI_HV | Simple method region | 2247075.3888 | 0.9035 | 2030232.6138 | MARL | 0.00025742 | 522.6298 | Simple method | 456.8361
2020-08-01 | LNI_HV | Simple method region | 2247075.3888 | 0.9035 | 2030232.6138 | MELT | 5.7425e-05 | 116.5868 | Simple method | 101.9097
2020-08-01 | LNI_HV | Simple method region | 2247075.3888 | 0.9035 | 2030232.6138 | MELW | 1.3219e-05 | 26.8383 | Simple method | 23.4596
2020-08-01 | LNI_HV | Simple method region | 2247075.3888 | 0.9035 | 2030232.6138 | MERI | 0.060999 | 123841.2037 | Simple method | 108250.8668
2020-08-01 | LNI_HV | Simple method region | 2247075.3888 | 0.9035 | 2030232.6138 | METH | 0.00061177 | 1242.0385 | Simple method | 1085.6786
2020-08-01 | LNI_HV | Simple method region | 2247075.3888 | 0.9035 | 2030232.6138 | MPOW | 0.00051214 | 1039.7644 | Simple method | 908.8687
2020-08-01 | LNI_HV | Simple method region | 2247075.3888 | 0.9035 | 2030232.6138 | MRPL | 0.072727 | 147653.436 | Simple method | 129065.3834
2020-08-01 | LNI_HV | Simple method region | 2247075.3888 | 0.9035 | 2030232.6138 | MSVP | 0.019945 | 40493.4167 | Simple method | 35395.711
2020-08-01 | LNI_HV | Simple method region | 2247075.3888 | 0.9035 | 2030232.6138 | NAPA | 0.030394 | 61706.5907 | Simple method | 53938.3641
2020-08-01 | LNI_HV | Simple method region | 2247075.3888 | 0.9035 | 2030232.6138 | NELS | 4.1314e-05 | 83.8771 | Simple method | 73.3179
2020-08-01 | LNI_HV | Simple method region | 2247075.3888 | 0.9035 | 2030232.6138 | NPOW | 0.029767 | 60434.6965 | Simple method | 52826.5883
2020-08-01 | LNI_HV | Simple method region | 2247075.3888 | 0.9035 | 2030232.6138 | NTRG | 0.01857 | 37700.4984 | Simple method | 32954.3925
2020-08-01 | LNI_HV | Simple method region | 2247075.3888 | 0.9035 | 2030232.6138 | NZAS | 0.0011897 | 2415.3887 | Simple method | 2111.3161
2020-08-01 | LNI_HV | Simple method region | 2247075.3888 | 0.9035 | 2030232.6138 | NZST | 0.010777 | 21880.3386 | Simple method | 19125.8285
2020-08-01 | LNI_HV | Simple method region | 2247075.3888 | 0.9035 | 2030232.6138 | OMVP | 0.00098191 | 1993.5009 | Simple method | 1742.5396
2020-08-01 | LNI_HV | Simple method region | 2247075.3888 | 0.9035 | 2030232.6138 | ORON | 0.0026775 | 5435.8646 | Simple method | 4751.545
2020-08-01 | LNI_HV | Simple method region | 2247075.3888 | 0.9035 | 2030232.6138 | PANP | 0.012315 | 25002.202 | Simple method | 21854.6813
2020-08-01 | LNI_HV | Simple method region | 2247075.3888 | 0.9035 | 2030232.6138 | POCO | 0.053028 | 107658.8871 | Simple method | 94105.7379
2020-08-01 | LNI_HV | Simple method region | 2247075.3888 | 0.9035 | 2030232.6138 | POWN | 0.0004456 | 904.6817 | Simple method | 790.7916
2020-08-01 | LNI_HV | Simple method region | 2247075.3888 | 0.9035 | 2030232.6138 | RAYN | 5.8441e-06 | 11.8648 | Simple method | 10.3712
2020-08-01 | LNI_HV | Simple method region | 2247075.3888 | 0.9035 | 2030232.6138 | SCAN | 0.0010205 | 2071.7688 | Simple method | 1810.9544
2020-08-01 | LNI_HV | Simple method region | 2247075.3888 | 0.9035 | 2030232.6138 | SCGL | 3.236e-05 | 65.6981 | Simple method | 57.4274
2020-08-01 | LNI_HV | Simple method region | 2247075.3888 | 0.9035 | 2030232.6138 | SHPK | 1.0602e-05 | 21.5242 | Simple method | 18.8146
2020-08-01 | LNI_HV | Simple method region | 2247075.3888 | 0.9035 | 2030232.6138 | SKOG | 0.010979 | 22290.1723 | Simple method | 19484.0683
2020-08-01 | LNI_HV | Simple method region | 2247075.3888 | 0.9035 | 2030232.6138 | SOLE | 2.4114e-08 | 0.048957 | Simple method | 0.042794
2020-08-01 | LNI_HV | Simple method region | 2247075.3888 | 0.9035 | 2030232.6138 | SOU2 | 0.00017761 | 360.5856 | Simple method | 315.1916
2020-08-01 | LNI_HV | Simple method region | 2247075.3888 | 0.9035 | 2030232.6138 | TARW | 0.011361 | 23064.8313 | Simple method | 20161.2057
2020-08-01 | LNI_HV | Simple method region | 2247075.3888 | 0.9035 | 2030232.6138 | TASM | 0.00049607 | 1007.1374 | Simple method | 880.3492
2020-08-01 | LNI_HV | Simple method region | 2247075.3888 | 0.9035 | 2030232.6138 | TBOP | 2.7101e-05 | 55.0217 | Simple method | 48.095
2020-08-01 | LNI_HV | Simple method region | 2247075.3888 | 0.9035 | 2030232.6138 | TOD3 | 0.00015677 | 318.2876 | Simple method | 278.2185
2020-08-01 | LNI_HV | Simple method region | 2247075.3888 | 0.9035 | 2030232.6138 | TOPE | 0.0041899 | 8506.4159 | Simple method | 7435.5454
2020-08-01 | LNI_HV | Simple method region | 2247075.3888 | 0.9035 | 2030232.6138 | TRNZ | 0.0011514 | 2337.5924 | Simple method | 2043.3135
2020-08-01 | LNI_HV | Simple method region | 2247075.3888 | 0.9035 | 2030232.6138 | TRUG | 0.00052866 | 1073.3122 | Simple method | 938.1932
2020-08-01 | LNI_HV | Simple method region | 2247075.3888 | 0.9035 | 2030232.6138 | UNET | 0.048063 | 97579.9787 | Simple method | 85295.6606
2020-08-01 | LNI_HV | Simple method region | 2247075.3888 | 0.9035 | 2030232.6138 | UNIS | 0.025343 | 51452.42 | Simple method | 44975.0882
2020-08-01 | LNI_HV | Simple method region | 2247075.3888 | 0.9035 | 2030232.6138 | VECT | 0.22702 | 460896.9976 | Simple method | 402874.7946
2020-08-01 | LNI_HV | Simple method region | 2247075.3888 | 0.9035 | 2030232.6138 | WAIP | 0.0060803 | 12344.4404 | Simple method | 10790.402
2020-08-01 | LNI_HV | Simple method region | 2247075.3888 | 0.9035 | 2030232.6138 | WATA | 0.00023494 | 476.9808 | Simple method | 416.9338
2020-08-01 | LNI_HV | Simple method region | 2247075.3888 | 0.9035 | 2030232.6138 | WAV1 | 0.01168 | 23712.3611 | Simple method | 20727.2181
2020-08-01 | LNI_HV | Simple method region | 2247075.3888 | 0.9035 | 2030232.6138 | WELE | 0.026388 | 53573.3589 | Simple method | 46829.0227
2020-08-01 | LNI_HV | Simple method region | 2247075.3888 | 0.9035 | 2030232.6138 | WNST | 0.0061952 | 12577.6739 | Simple method | 10994.2738
2020-08-01 | LNI_HV | Simple method region | 2247075.3888 | 0.9035 | 2030232.6138 | WPOW | 0.00010678 | 216.7829 | Simple method | 189.4921
2020-08-01 | LNI_HV | Simple method region | 2247075.3888 | 0.9035 | 2030232.6138 | WTOM | 0.0040962 | 8316.2785 | Simple method | 7269.3443
2020-09-01 | LNI_HV | Simple method region | 2410759.8776 | 0.5459 | 1316033.8172 | ALPE | 0.00061967 | 815.5081 | Simple method | 712.844
2020-09-01 | LNI_HV | Simple method region | 2410759.8776 | 0.5459 | 1316033.8172 | BUEL | 2.6713e-05 | 35.1553 | Simple method | 30.7296
2020-09-01 | LNI_HV | Simple method region | 2410759.8776 | 0.5459 | 1316033.8172 | CHBP | 0.0014567 | 1917.0154 | Simple method | 1675.6828
2020-09-01 | LNI_HV | Simple method region | 2410759.8776 | 0.5459 | 1316033.8172 | COUP | 0.0096871 | 12748.5524 | Simple method | 11143.6405
2020-09-01 | LNI_HV | Simple method region | 2410759.8776 | 0.5459 | 1316033.8172 | CTCT | 0.12145 | 159829.6077 | Simple method | 139708.7
2020-09-01 | LNI_HV | Simple method region | 2410759.8776 | 0.5459 | 1316033.8172 | DUNE | 0.00063879 | 840.675 | Simple method | 734.8426
2020-09-01 | LNI_HV | Simple method region | 2410759.8776 | 0.5459 | 1316033.8172 | EASH | 0.00039432 | 518.9365 | Simple method | 453.6077
2020-09-01 | LNI_HV | Simple method region | 2410759.8776 | 0.5459 | 1316033.8172 | EAST | 0.0038899 | 5119.2152 | Simple method | 4474.7586
2020-09-01 | LNI_HV | Simple method region | 2410759.8776 | 0.5459 | 1316033.8172 | GENE | 0.1441 | 189645.4311 | Simple method | 165771.0172
2020-09-01 | LNI_HV | Simple method region | 2410759.8776 | 0.5459 | 1316033.8172 | HORO | 0.0077892 | 10250.893 | Simple method | 8960.4108
2020-09-01 | LNI_HV | Simple method region | 2410759.8776 | 0.5459 | 1316033.8172 | HRZE | 0.0085062 | 11194.4206 | Simple method | 9785.1579
2020-09-01 | LNI_HV | Simple method region | 2410759.8776 | 0.5459 | 1316033.8172 | KIWI | 3.2926e-05 | 43.3323 | Simple method | 37.8772
2020-09-01 | LNI_HV | Simple method region | 2410759.8776 | 0.5459 | 1316033.8172 | KUPE | 0.00075607 | 995.0122 | Simple method | 869.7504
2020-09-01 | LNI_HV | Simple method region | 2410759.8776 | 0.5459 | 1316033.8172 | MARL | 0.00025742 | 338.7782 | Simple method | 296.1295
2020-09-01 | LNI_HV | Simple method region | 2410759.8776 | 0.5459 | 1316033.8172 | MELT | 5.7425e-05 | 75.5737 | Simple method | 66.0597
2020-09-01 | LNI_HV | Simple method region | 2410759.8776 | 0.5459 | 1316033.8172 | MELW | 1.3219e-05 | 17.3971 | Simple method | 15.207
2020-09-01 | LNI_HV | Simple method region | 2410759.8776 | 0.5459 | 1316033.8172 | MERI | 0.060999 | 80276.1274 | Simple method | 70170.1867
2020-09-01 | LNI_HV | Simple method region | 2410759.8776 | 0.5459 | 1316033.8172 | METH | 0.00061177 | 805.112 | Simple method | 703.7567
2020-09-01 | LNI_HV | Simple method region | 2410759.8776 | 0.5459 | 1316033.8172 | MPOW | 0.00051214 | 673.9942 | Simple method | 589.1453
2020-09-01 | LNI_HV | Simple method region | 2410759.8776 | 0.5459 | 1316033.8172 | MRPL | 0.072727 | 95711.6508 | Simple method | 83662.536
2020-09-01 | LNI_HV | Simple method region | 2410759.8776 | 0.5459 | 1316033.8172 | MSVP | 0.019945 | 26248.5714 | Simple method | 22944.1456
2020-09-01 | LNI_HV | Simple method region | 2410759.8776 | 0.5459 | 1316033.8172 | NAPA | 0.030394 | 39999.3378 | Simple method | 34963.8316
2020-09-01 | LNI_HV | Simple method region | 2410759.8776 | 0.5459 | 1316033.8172 | NELS | 4.1314e-05 | 54.3707 | Simple method | 47.526
2020-09-01 | LNI_HV | Simple method region | 2410759.8776 | 0.5459 | 1316033.8172 | NPOW | 0.029767 | 39174.8728 | Simple method | 34243.1582
2020-09-01 | LNI_HV | Simple method region | 2410759.8776 | 0.5459 | 1316033.8172 | NTRG | 0.01857 | 24438.1508 | Simple method | 21361.6384
2020-09-01 | LNI_HV | Simple method region | 2410759.8776 | 0.5459 | 1316033.8172 | NZAS | 0.0011897 | 1565.699 | Simple method | 1368.5936
2020-09-01 | LNI_HV | Simple method region | 2410759.8776 | 0.5459 | 1316033.8172 | NZST | 0.010777 | 14183.2347 | Simple method | 12397.7109
2020-09-01 | LNI_HV | Simple method region | 2410759.8776 | 0.5459 | 1316033.8172 | OMVP | 0.00098191 | 1292.2237 | Simple method | 1129.546
2020-09-01 | LNI_HV | Simple method region | 2410759.8776 | 0.5459 | 1316033.8172 | ORON | 0.0026775 | 3523.6266 | Simple method | 3080.0382
2020-09-01 | LNI_HV | Simple method region | 2410759.8776 | 0.5459 | 1316033.8172 | PANP | 0.012315 | 16206.8835 | Simple method | 14166.6031
2020-09-01 | LNI_HV | Simple method region | 2410759.8776 | 0.5459 | 1316033.8172 | POCO | 0.053028 | 69786.4546 | Simple method | 61001.056
2020-09-01 | LNI_HV | Simple method region | 2410759.8776 | 0.5459 | 1316033.8172 | POWN | 0.0004456 | 586.4312 | Simple method | 512.6055
2020-09-01 | LNI_HV | Simple method region | 2410759.8776 | 0.5459 | 1316033.8172 | RAYN | 5.8441e-06 | 7.691 | Simple method | 6.7228
2020-09-01 | LNI_HV | Simple method region | 2410759.8776 | 0.5459 | 1316033.8172 | SCAN | 0.0010205 | 1342.9583 | Simple method | 1173.8937
2020-09-01 | LNI_HV | Simple method region | 2410759.8776 | 0.5459 | 1316033.8172 | SCGL | 3.236e-05 | 42.5867 | Simple method | 37.2255
2020-09-01 | LNI_HV | Simple method region | 2410759.8776 | 0.5459 | 1316033.8172 | SHPK | 1.0602e-05 | 13.9524 | Simple method | 12.1959
2020-09-01 | LNI_HV | Simple method region | 2410759.8776 | 0.5459 | 1316033.8172 | SKOG | 0.010979 | 14448.8963 | Simple method | 12629.9285
2020-09-01 | LNI_HV | Simple method region | 2410759.8776 | 0.5459 | 1316033.8172 | SOLE | 2.4114e-08 | 0.031735 | Simple method | 0.02774
2020-09-01 | LNI_HV | Simple method region | 2410759.8776 | 0.5459 | 1316033.8172 | SOU2 | 0.00017761 | 233.7382 | Simple method | 204.3129
2020-09-01 | LNI_HV | Simple method region | 2410759.8776 | 0.5459 | 1316033.8172 | TARW | 0.011361 | 14951.0444 | Simple method | 13068.8613
2020-09-01 | LNI_HV | Simple method region | 2410759.8776 | 0.5459 | 1316033.8172 | TASM | 0.00049607 | 652.8448 | Simple method | 570.6584
2020-09-01 | LNI_HV | Simple method region | 2410759.8776 | 0.5459 | 1316033.8172 | TBOP | 2.7101e-05 | 35.6661 | Simple method | 31.1761
2020-09-01 | LNI_HV | Simple method region | 2410759.8776 | 0.5459 | 1316033.8172 | TOD3 | 0.00015677 | 206.3199 | Simple method | 180.3463
2020-09-01 | LNI_HV | Simple method region | 2410759.8776 | 0.5459 | 1316033.8172 | TOPE | 0.0041899 | 5514.014 | Simple method | 4819.8562
2020-09-01 | LNI_HV | Simple method region | 2410759.8776 | 0.5459 | 1316033.8172 | TRNZ | 0.0011514 | 1515.2701 | Simple method | 1324.5131
2020-09-01 | LNI_HV | Simple method region | 2410759.8776 | 0.5459 | 1316033.8172 | TRUG | 0.00052866 | 695.7405 | Simple method | 608.1539
2020-09-01 | LNI_HV | Simple method region | 2410759.8776 | 0.5459 | 1316033.8172 | UNET | 0.048063 | 63253.1223 | Simple method | 55290.2032
2020-09-01 | LNI_HV | Simple method region | 2410759.8776 | 0.5459 | 1316033.8172 | UNIS | 0.025343 | 33352.3972 | Simple method | 29153.6726
2020-09-01 | LNI_HV | Simple method region | 2410759.8776 | 0.5459 | 1316033.8172 | VECT | 0.22702 | 298761.8418 | Simple method | 261150.7914
2020-09-01 | LNI_HV | Simple method region | 2410759.8776 | 0.5459 | 1316033.8172 | WAIP | 0.0060803 | 8001.8914 | Simple method | 6994.5354
2020-09-01 | LNI_HV | Simple method region | 2410759.8776 | 0.5459 | 1316033.8172 | WATA | 0.00023494 | 309.1876 | Simple method | 270.2641
2020-09-01 | LNI_HV | Simple method region | 2410759.8776 | 0.5459 | 1316033.8172 | WAV1 | 0.01168 | 15370.785 | Simple method | 13435.7609
2020-09-01 | LNI_HV | Simple method region | 2410759.8776 | 0.5459 | 1316033.8172 | WELE | 0.026388 | 34727.2285 | Simple method | 30355.4268
2020-09-01 | LNI_HV | Simple method region | 2410759.8776 | 0.5459 | 1316033.8172 | WNST | 0.0061952 | 8153.0777 | Simple method | 7126.6889
2020-09-01 | LNI_HV | Simple method region | 2410759.8776 | 0.5459 | 1316033.8172 | WPOW | 0.00010678 | 140.5226 | Simple method | 122.8323
2020-09-01 | LNI_HV | Simple method region | 2410759.8776 | 0.5459 | 1316033.8172 | WTOM | 0.0040962 | 5390.7634 | Simple method | 4712.1216
2020-10-01 | LNI_HV | Simple method region | 2029265.5203 | 0.4566 | 926562.6366 | ALPE | 0.00061967 | 574.1641 | Simple method | 501.8827
2020-10-01 | LNI_HV | Simple method region | 2029265.5203 | 0.4566 | 926562.6366 | BUEL | 2.6713e-05 | 24.7513 | Simple method | 21.6354
2020-10-01 | LNI_HV | Simple method region | 2029265.5203 | 0.4566 | 926562.6366 | CHBP | 0.0014567 | 1349.6878 | Simple method | 1179.776
2020-10-01 | LNI_HV | Simple method region | 2029265.5203 | 0.4566 | 926562.6366 | COUP | 0.0096871 | 8975.7058 | Simple method | 7845.7565
2020-10-01 | LNI_HV | Simple method region | 2029265.5203 | 0.4566 | 926562.6366 | CTCT | 0.12145 | 112529.1317 | Simple method | 98362.8686
2020-10-01 | LNI_HV | Simple method region | 2029265.5203 | 0.4566 | 926562.6366 | DUNE | 0.00063879 | 591.883 | Simple method | 517.371
2020-10-01 | LNI_HV | Simple method region | 2029265.5203 | 0.4566 | 926562.6366 | EASH | 0.00039432 | 365.3608 | Simple method | 319.3656
2020-10-01 | LNI_HV | Simple method region | 2029265.5203 | 0.4566 | 926562.6366 | EAST | 0.0038899 | 3604.2186 | Simple method | 3150.4845
2020-10-01 | LNI_HV | Simple method region | 2029265.5203 | 0.4566 | 926562.6366 | GENE | 0.1441 | 133521.1667 | Simple method | 116712.2218
2020-10-01 | LNI_HV | Simple method region | 2029265.5203 | 0.4566 | 926562.6366 | HORO | 0.0077892 | 7217.2116 | Simple method | 6308.6387
2020-10-01 | LNI_HV | Simple method region | 2029265.5203 | 0.4566 | 926562.6366 | HRZE | 0.0085062 | 7881.5086 | Simple method | 6889.3075
2020-10-01 | LNI_HV | Simple method region | 2029265.5203 | 0.4566 | 926562.6366 | KIWI | 3.2926e-05 | 30.5084 | Simple method | 26.6677
2020-10-01 | LNI_HV | Simple method region | 2029265.5203 | 0.4566 | 926562.6366 | KUPE | 0.00075607 | 700.5452 | Simple method | 612.3537
2020-10-01 | LNI_HV | Simple method region | 2029265.5203 | 0.4566 | 926562.6366 | MARL | 0.00025742 | 238.5191 | Simple method | 208.492
2020-10-01 | LNI_HV | Simple method region | 2029265.5203 | 0.4566 | 926562.6366 | MELT | 5.7425e-05 | 53.2082 | Simple method | 46.5098
2020-10-01 | LNI_HV | Simple method region | 2029265.5203 | 0.4566 | 926562.6366 | MELW | 1.3219e-05 | 12.2485 | Simple method | 10.7066
2020-10-01 | LNI_HV | Simple method region | 2029265.5203 | 0.4566 | 926562.6366 | MERI | 0.060999 | 56518.9582 | Simple method | 49403.8013
2020-10-01 | LNI_HV | Simple method region | 2029265.5203 | 0.4566 | 926562.6366 | METH | 0.00061177 | 566.8446 | Simple method | 495.4847
2020-10-01 | LNI_HV | Simple method region | 2029265.5203 | 0.4566 | 926562.6366 | MPOW | 0.00051214 | 474.5303 | Simple method | 414.7918
2020-10-01 | LNI_HV | Simple method region | 2029265.5203 | 0.4566 | 926562.6366 | MRPL | 0.072727 | 67386.4443 | Simple method | 58903.1824
2020-10-01 | LNI_HV | Simple method region | 2029265.5203 | 0.4566 | 926562.6366 | MSVP | 0.019945 | 18480.4868 | Simple method | 16153.9831
2020-10-01 | LNI_HV | Simple method region | 2029265.5203 | 0.4566 | 926562.6366 | NAPA | 0.030394 | 28161.8082 | Simple method | 24616.5255
2020-10-01 | LNI_HV | Simple method region | 2029265.5203 | 0.4566 | 926562.6366 | NELS | 4.1314e-05 | 38.2801 | Simple method | 33.461
2020-10-01 | LNI_HV | Simple method region | 2029265.5203 | 0.4566 | 926562.6366 | NPOW | 0.029767 | 27581.3379 | Simple method | 24109.1305
2020-10-01 | LNI_HV | Simple method region | 2029265.5203 | 0.4566 | 926562.6366 | NTRG | 0.01857 | 17205.8477 | Simple method | 15039.808
2020-10-01 | LNI_HV | Simple method region | 2029265.5203 | 0.4566 | 926562.6366 | NZAS | 0.0011897 | 1102.3412 | Simple method | 963.5677
2020-10-01 | LNI_HV | Simple method region | 2029265.5203 | 0.4566 | 926562.6366 | NZST | 0.010777 | 9985.8037 | Simple method | 8728.6934
2020-10-01 | LNI_HV | Simple method region | 2029265.5203 | 0.4566 | 926562.6366 | OMVP | 0.00098191 | 909.7989 | Simple method | 795.2646
2020-10-01 | LNI_HV | Simple method region | 2029265.5203 | 0.4566 | 926562.6366 | ORON | 0.0026775 | 2480.8335 | Simple method | 2168.522
2020-10-01 | LNI_HV | Simple method region | 2029265.5203 | 0.4566 | 926562.6366 | PANP | 0.012315 | 11410.5675 | Simple method | 9974.0941
2020-10-01 | LNI_HV | Simple method region | 2029265.5203 | 0.4566 | 926562.6366 | POCO | 0.053028 | 49133.6321 | Simple method | 42948.2119
2020-10-01 | LNI_HV | Simple method region | 2029265.5203 | 0.4566 | 926562.6366 | POWN | 0.0004456 | 412.8809 | Simple method | 360.9034
2020-10-01 | LNI_HV | Simple method region | 2029265.5203 | 0.4566 | 926562.6366 | RAYN | 5.8441e-06 | 5.4149 | Simple method | 4.7332
2020-10-01 | LNI_HV | Simple method region | 2029265.5203 | 0.4566 | 926562.6366 | SCAN | 0.0010205 | 945.519 | Simple method | 826.4879
2020-10-01 | LNI_HV | Simple method region | 2029265.5203 | 0.4566 | 926562.6366 | SCGL | 3.236e-05 | 29.9835 | Simple method | 26.2089
2020-10-01 | LNI_HV | Simple method region | 2029265.5203 | 0.4566 | 926562.6366 | SHPK | 1.0602e-05 | 9.8233 | Simple method | 8.5866
2020-10-01 | LNI_HV | Simple method region | 2029265.5203 | 0.4566 | 926562.6366 | SKOG | 0.010979 | 10172.8446 | Simple method | 8892.1878
2020-10-01 | LNI_HV | Simple method region | 2029265.5203 | 0.4566 | 926562.6366 | SOLE | 2.4114e-08 | 0.022343 | Simple method | 0.01953
2020-10-01 | LNI_HV | Simple method region | 2029265.5203 | 0.4566 | 926562.6366 | SOU2 | 0.00017761 | 164.565 | Simple method | 143.8479
2020-10-01 | LNI_HV | Simple method region | 2029265.5203 | 0.4566 | 926562.6366 | TARW | 0.011361 | 10526.3854 | Simple method | 9201.2214
2020-10-01 | LNI_HV | Simple method region | 2029265.5203 | 0.4566 | 926562.6366 | TASM | 0.00049607 | 459.6399 | Simple method | 401.7759
2020-10-01 | LNI_HV | Simple method region | 2029265.5203 | 0.4566 | 926562.6366 | TBOP | 2.7101e-05 | 25.1109 | Simple method | 21.9497
2020-10-01 | LNI_HV | Simple method region | 2029265.5203 | 0.4566 | 926562.6366 | TOD3 | 0.00015677 | 145.2609 | Simple method | 126.9741
2020-10-01 | LNI_HV | Simple method region | 2029265.5203 | 0.4566 | 926562.6366 | TOPE | 0.0041899 | 3882.1794 | Simple method | 3393.4528
2020-10-01 | LNI_HV | Simple method region | 2029265.5203 | 0.4566 | 926562.6366 | TRNZ | 0.0011514 | 1066.8363 | Simple method | 932.5325
2020-10-01 | LNI_HV | Simple method region | 2029265.5203 | 0.4566 | 926562.6366 | TRUG | 0.00052866 | 489.8409 | Simple method | 428.1749
2020-10-01 | LNI_HV | Simple method region | 2029265.5203 | 0.4566 | 926562.6366 | UNET | 0.048063 | 44533.7947 | Simple method | 38927.4469
2020-10-01 | LNI_HV | Simple method region | 2029265.5203 | 0.4566 | 926562.6366 | UNIS | 0.025343 | 23481.9841 | Simple method | 20525.8432
2020-10-01 | LNI_HV | Simple method region | 2029265.5203 | 0.4566 | 926562.6366 | VECT | 0.22702 | 210345.3242 | Simple method | 183865.0061
2020-10-01 | LNI_HV | Simple method region | 2029265.5203 | 0.4566 | 926562.6366 | WAIP | 0.0060803 | 5633.7866 | Simple method | 4924.5506
2020-10-01 | LNI_HV | Simple method region | 2029265.5203 | 0.4566 | 926562.6366 | WATA | 0.00023494 | 217.6857 | Simple method | 190.2813
2020-10-01 | LNI_HV | Simple method region | 2029265.5203 | 0.4566 | 926562.6366 | WAV1 | 0.01168 | 10821.9066 | Simple method | 9459.5396
2020-10-01 | LNI_HV | Simple method region | 2029265.5203 | 0.4566 | 926562.6366 | WELE | 0.026388 | 24449.9435 | Simple method | 21371.9465
2020-10-01 | LNI_HV | Simple method region | 2029265.5203 | 0.4566 | 926562.6366 | WNST | 0.0061952 | 5740.2303 | Simple method | 5017.5942
2020-10-01 | LNI_HV | Simple method region | 2029265.5203 | 0.4566 | 926562.6366 | WPOW | 0.00010678 | 98.9359 | Simple method | 86.4809
2020-10-01 | LNI_HV | Simple method region | 2029265.5203 | 0.4566 | 926562.6366 | WTOM | 0.0040962 | 3795.404 | Simple method | 3317.6015
2020-11-01 | LNI_HV | Simple method region | 1913510.949 | 0.545 | 1042863.4672 | ALPE | 0.00061967 | 646.2323 | Simple method | 564.8783
2020-11-01 | LNI_HV | Simple method region | 1913510.949 | 0.545 | 1042863.4672 | BUEL | 2.6713e-05 | 27.8581 | Simple method | 24.351
2020-11-01 | LNI_HV | Simple method region | 1913510.949 | 0.545 | 1042863.4672 | CHBP | 0.0014567 | 1519.0988 | Simple method | 1327.8598
2020-11-01 | LNI_HV | Simple method region | 1913510.949 | 0.545 | 1042863.4672 | COUP | 0.0096871 | 10102.3237 | Simple method | 8830.5448
2020-11-01 | LNI_HV | Simple method region | 1913510.949 | 0.545 | 1042863.4672 | CTCT | 0.12145 | 126653.629 | Simple method | 110709.2366
2020-11-01 | LNI_HV | Simple method region | 1913510.949 | 0.545 | 1042863.4672 | DUNE | 0.00063879 | 666.1753 | Simple method | 582.3107
2020-11-01 | LNI_HV | Simple method region | 1913510.949 | 0.545 | 1042863.4672 | EASH | 0.00039432 | 411.2204 | Simple method | 359.4519
2020-11-01 | LNI_HV | Simple method region | 1913510.949 | 0.545 | 1042863.4672 | EAST | 0.0038899 | 4056.615 | Simple method | 3545.9288
2020-11-01 | LNI_HV | Simple method region | 1913510.949 | 0.545 | 1042863.4672 | GENE | 0.1441 | 150280.5545 | Simple method | 131361.7747
2020-11-01 | LNI_HV | Simple method region | 1913510.949 | 0.545 | 1042863.4672 | HORO | 0.0077892 | 8123.1058 | Simple method | 7100.4901
2020-11-01 | LNI_HV | Simple method region | 1913510.949 | 0.545 | 1042863.4672 | HRZE | 0.0085062 | 8870.7844 | Simple method | 7754.0437
2020-11-01 | LNI_HV | Simple method region | 1913510.949 | 0.545 | 1042863.4672 | KIWI | 3.2926e-05 | 34.3377 | Simple method | 30.015
2020-11-01 | LNI_HV | Simple method region | 1913510.949 | 0.545 | 1042863.4672 | KUPE | 0.00075607 | 788.4766 | Simple method | 689.2155
2020-11-01 | LNI_HV | Simple method region | 1913510.949 | 0.545 | 1042863.4672 | MARL | 0.00025742 | 268.4577 | Simple method | 234.6616
2020-11-01 | LNI_HV | Simple method region | 1913510.949 | 0.545 | 1042863.4672 | MELT | 5.7425e-05 | 59.8868 | Simple method | 52.3476
2020-11-01 | LNI_HV | Simple method region | 1913510.949 | 0.545 | 1042863.4672 | MELW | 1.3219e-05 | 13.7859 | Simple method | 12.0504
2020-11-01 | LNI_HV | Simple method region | 1913510.949 | 0.545 | 1042863.4672 | MERI | 0.060999 | 63613.1378 | Simple method | 55604.8965
2020-11-01 | LNI_HV | Simple method region | 1913510.949 | 0.545 | 1042863.4672 | METH | 0.00061177 | 637.9942 | Simple method | 557.6772
2020-11-01 | LNI_HV | Simple method region | 1913510.949 | 0.545 | 1042863.4672 | MPOW | 0.00051214 | 534.0926 | Simple method | 466.8559
2020-11-01 | LNI_HV | Simple method region | 1913510.949 | 0.545 | 1042863.4672 | MRPL | 0.072727 | 75844.6954 | Simple method | 66296.6265
2020-11-01 | LNI_HV | Simple method region | 1913510.949 | 0.545 | 1042863.4672 | MSVP | 0.019945 | 20800.1313 | Simple method | 18181.6082
2020-11-01 | LNI_HV | Simple method region | 1913510.949 | 0.545 | 1042863.4672 | NAPA | 0.030394 | 31696.6385 | Simple method | 27706.3569
2020-11-01 | LNI_HV | Simple method region | 1913510.949 | 0.545 | 1042863.4672 | NELS | 4.1314e-05 | 43.0849 | Simple method | 37.661
2020-11-01 | LNI_HV | Simple method region | 1913510.949 | 0.545 | 1042863.4672 | NPOW | 0.029767 | 31043.3084 | Simple method | 27135.2744
2020-11-01 | LNI_HV | Simple method region | 1913510.949 | 0.545 | 1042863.4672 | NTRG | 0.01857 | 19365.5014 | Simple method | 16927.5835
2020-11-01 | LNI_HV | Simple method region | 1913510.949 | 0.545 | 1042863.4672 | NZAS | 0.0011897 | 1240.7055 | Simple method | 1084.5134
2020-11-01 | LNI_HV | Simple method region | 1913510.949 | 0.545 | 1042863.4672 | NZST | 0.010777 | 11239.2076 | Simple method | 9824.3067
2020-11-01 | LNI_HV | Simple method region | 1913510.949 | 0.545 | 1042863.4672 | OMVP | 0.00098191 | 1023.9956 | Simple method | 895.0851
2020-11-01 | LNI_HV | Simple method region | 1913510.949 | 0.545 | 1042863.4672 | ORON | 0.0026775 | 2792.2242 | Simple method | 2440.7118
2020-11-01 | LNI_HV | Simple method region | 1913510.949 | 0.545 | 1042863.4672 | PANP | 0.012315 | 12842.8057 | Simple method | 11226.0283
2020-11-01 | LNI_HV | Simple method region | 1913510.949 | 0.545 | 1042863.4672 | POCO | 0.053028 | 55300.816 | Simple method | 48339.0107
2020-11-01 | LNI_HV | Simple method region | 1913510.949 | 0.545 | 1042863.4672 | POWN | 0.0004456 | 464.7051 | Simple method | 406.2035
2020-11-01 | LNI_HV | Simple method region | 1913510.949 | 0.545 | 1042863.4672 | RAYN | 5.8441e-06 | 6.0946 | Simple method | 5.3273
2020-11-01 | LNI_HV | Simple method region | 1913510.949 | 0.545 | 1042863.4672 | SCAN | 0.0010205 | 1064.1992 | Simple method | 930.2275
2020-11-01 | LNI_HV | Simple method region | 1913510.949 | 0.545 | 1042863.4672 | SCGL | 3.236e-05 | 33.747 | Simple method | 29.4986
2020-11-01 | LNI_HV | Simple method region | 1913510.949 | 0.545 | 1042863.4672 | SHPK | 1.0602e-05 | 11.0563 | Simple method | 9.6644
2020-11-01 | LNI_HV | Simple method region | 1913510.949 | 0.545 | 1042863.4672 | SKOG | 0.010979 | 11449.7256 | Simple method | 10008.3226
2020-11-01 | LNI_HV | Simple method region | 1913510.949 | 0.545 | 1042863.4672 | SOLE | 2.4114e-08 | 0.025148 | Simple method | 0.021982
2020-11-01 | LNI_HV | Simple method region | 1913510.949 | 0.545 | 1042863.4672 | SOU2 | 0.00017761 | 185.2209 | Simple method | 161.9035
2020-11-01 | LNI_HV | Simple method region | 1913510.949 | 0.545 | 1042863.4672 | TARW | 0.011361 | 11847.6423 | Simple method | 10356.1457
2020-11-01 | LNI_HV | Simple method region | 1913510.949 | 0.545 | 1042863.4672 | TASM | 0.00049607 | 517.3332 | Simple method | 452.2063
2020-11-01 | LNI_HV | Simple method region | 1913510.949 | 0.545 | 1042863.4672 | TBOP | 2.7101e-05 | 28.2628 | Simple method | 24.7048
2020-11-01 | LNI_HV | Simple method region | 1913510.949 | 0.545 | 1042863.4672 | TOD3 | 0.00015677 | 163.4939 | Simple method | 142.9117
2020-11-01 | LNI_HV | Simple method region | 1913510.949 | 0.545 | 1042863.4672 | TOPE | 0.0041899 | 4369.465 | Simple method | 3819.3942
2020-11-01 | LNI_HV | Simple method region | 1913510.949 | 0.545 | 1042863.4672 | TRNZ | 0.0011514 | 1200.7441 | Simple method | 1049.5827
2020-11-01 | LNI_HV | Simple method region | 1913510.949 | 0.545 | 1042863.4672 | TRUG | 0.00052866 | 551.325 | Simple method | 481.9189
2020-11-01 | LNI_HV | Simple method region | 1913510.949 | 0.545 | 1042863.4672 | UNET | 0.048063 | 50123.6135 | Simple method | 43813.5649
2020-11-01 | LNI_HV | Simple method region | 1913510.949 | 0.545 | 1042863.4672 | UNIS | 0.025343 | 26429.4095 | Simple method | 23102.218
2020-11-01 | LNI_HV | Simple method region | 1913510.949 | 0.545 | 1042863.4672 | VECT | 0.22702 | 236747.5715 | Simple method | 206943.4814
2020-11-01 | LNI_HV | Simple method region | 1913510.949 | 0.545 | 1042863.4672 | WAIP | 0.0060803 | 6340.9315 | Simple method | 5542.6733
2020-11-01 | LNI_HV | Simple method region | 1913510.949 | 0.545 | 1042863.4672 | WATA | 0.00023494 | 245.0093 | Simple method | 214.1651
2020-11-01 | LNI_HV | Simple method region | 1913510.949 | 0.545 | 1042863.4672 | WAV1 | 0.01168 | 12180.257 | Simple method | 10646.8877
2020-11-01 | LNI_HV | Simple method region | 1913510.949 | 0.545 | 1042863.4672 | WELE | 0.026388 | 27518.8658 | Simple method | 24054.5229
2020-11-01 | LNI_HV | Simple method region | 1913510.949 | 0.545 | 1042863.4672 | WNST | 0.0061952 | 6460.7359 | Simple method | 5647.3955
2020-11-01 | LNI_HV | Simple method region | 1913510.949 | 0.545 | 1042863.4672 | WPOW | 0.00010678 | 111.3542 | Simple method | 97.3359
2020-11-01 | LNI_HV | Simple method region | 1913510.949 | 0.545 | 1042863.4672 | WTOM | 0.0040962 | 4271.7977 | Simple method | 3734.0222
2020-12-01 | LNI_HV | Simple method region | 2323349.6266 | 0.5907 | 1372402.6244 | ALPE | 0.00061967 | 850.4382 | Simple method | 743.3768
2020-12-01 | LNI_HV | Simple method region | 2323349.6266 | 0.5907 | 1372402.6244 | BUEL | 2.6713e-05 | 36.6611 | Simple method | 32.0458
2020-12-01 | LNI_HV | Simple method region | 2323349.6266 | 0.5907 | 1372402.6244 | CHBP | 0.0014567 | 1999.1257 | Simple method | 1747.4563
2020-12-01 | LNI_HV | Simple method region | 2323349.6266 | 0.5907 | 1372402.6244 | COUP | 0.0096871 | 13294.6028 | Simple method | 11620.9487
2020-12-01 | LNI_HV | Simple method region | 2323349.6266 | 0.5907 | 1372402.6244 | CTCT | 0.12145 | 166675.4837 | Simple method | 145692.7505
2020-12-01 | LNI_HV | Simple method region | 2323349.6266 | 0.5907 | 1372402.6244 | DUNE | 0.00063879 | 876.6831 | Simple method | 766.3177
2020-12-01 | LNI_HV | Simple method region | 2323349.6266 | 0.5907 | 1372402.6244 | EASH | 0.00039432 | 541.1637 | Simple method | 473.0368
2020-12-01 | LNI_HV | Simple method region | 2323349.6266 | 0.5907 | 1372402.6244 | EAST | 0.0038899 | 5338.4832 | Simple method | 4666.4229
2020-12-01 | LNI_HV | Simple method region | 2323349.6266 | 0.5907 | 1372402.6244 | GENE | 0.1441 | 197768.3886 | Simple method | 172871.3777
2020-12-01 | LNI_HV | Simple method region | 2323349.6266 | 0.5907 | 1372402.6244 | HORO | 0.0077892 | 10689.9628 | Simple method | 9344.2062
2020-12-01 | LNI_HV | Simple method region | 2323349.6266 | 0.5907 | 1372402.6244 | HRZE | 0.0085062 | 11673.9038 | Simple method | 10204.2791
2020-12-01 | LNI_HV | Simple method region | 2323349.6266 | 0.5907 | 1372402.6244 | KIWI | 3.2926e-05 | 45.1883 | Simple method | 39.4995
2020-12-01 | LNI_HV | Simple method region | 2323349.6266 | 0.5907 | 1372402.6244 | KUPE | 0.00075607 | 1037.6309 | Simple method | 907.0038
2020-12-01 | LNI_HV | Simple method region | 2323349.6266 | 0.5907 | 1372402.6244 | MARL | 0.00025742 | 353.2888 | Simple method | 308.8134
2020-12-01 | LNI_HV | Simple method region | 2323349.6266 | 0.5907 | 1372402.6244 | MELT | 5.7425e-05 | 78.8107 | Simple method | 68.8892
2020-12-01 | LNI_HV | Simple method region | 2323349.6266 | 0.5907 | 1372402.6244 | MELW | 1.3219e-05 | 18.1422 | Simple method | 15.8583
2020-12-01 | LNI_HV | Simple method region | 2323349.6266 | 0.5907 | 1372402.6244 | MERI | 0.060999 | 83714.5418 | Simple method | 73175.7399
2020-12-01 | LNI_HV | Simple method region | 2323349.6266 | 0.5907 | 1372402.6244 | METH | 0.00061177 | 839.5968 | Simple method | 733.9002
2020-12-01 | LNI_HV | Simple method region | 2323349.6266 | 0.5907 | 1372402.6244 | MPOW | 0.00051214 | 702.863 | Simple method | 614.3798
2020-12-01 | LNI_HV | Simple method region | 2323349.6266 | 0.5907 | 1372402.6244 | MRPL | 0.072727 | 99811.2048 | Simple method | 87245.9982
2020-12-01 | LNI_HV | Simple method region | 2323349.6266 | 0.5907 | 1372402.6244 | MSVP | 0.019945 | 27372.8591 | Simple method | 23926.897
2020-12-01 | LNI_HV | Simple method region | 2323349.6266 | 0.5907 | 1372402.6244 | NAPA | 0.030394 | 41712.603 | Simple method | 36461.4143
2020-12-01 | LNI_HV | Simple method region | 2323349.6266 | 0.5907 | 1372402.6244 | NELS | 4.1314e-05 | 56.6995 | Simple method | 49.5616
2020-12-01 | LNI_HV | Simple method region | 2323349.6266 | 0.5907 | 1372402.6244 | NPOW | 0.029767 | 40852.8242 | Simple method | 35709.8728
2020-12-01 | LNI_HV | Simple method region | 2323349.6266 | 0.5907 | 1372402.6244 | NTRG | 0.01857 | 25484.894 | Simple method | 22276.6073
2020-12-01 | LNI_HV | Simple method region | 2323349.6266 | 0.5907 | 1372402.6244 | NZAS | 0.0011897 | 1632.7616 | Simple method | 1427.2137
2020-12-01 | LNI_HV | Simple method region | 2323349.6266 | 0.5907 | 1372402.6244 | NZST | 0.010777 | 14790.7358 | Simple method | 12928.7339
2020-12-01 | LNI_HV | Simple method region | 2323349.6266 | 0.5907 | 1372402.6244 | OMVP | 0.00098191 | 1347.5726 | Simple method | 1177.9271
2020-12-01 | LNI_HV | Simple method region | 2323349.6266 | 0.5907 | 1372402.6244 | ORON | 0.0026775 | 3674.5518 | Simple method | 3211.9634
2020-12-01 | LNI_HV | Simple method region | 2323349.6266 | 0.5907 | 1372402.6244 | PANP | 0.012315 | 16901.0622 | Simple method | 14773.3919
2020-12-01 | LNI_HV | Simple method region | 2323349.6266 | 0.5907 | 1372402.6244 | POCO | 0.053028 | 72775.5717 | Simple method | 63613.874
2020-12-01 | LNI_HV | Simple method region | 2323349.6266 | 0.5907 | 1372402.6244 | POWN | 0.0004456 | 611.5494 | Simple method | 534.5616
2020-12-01 | LNI_HV | Simple method region | 2323349.6266 | 0.5907 | 1372402.6244 | RAYN | 5.8441e-06 | 8.0204 | Simple method | 7.0107
2020-12-01 | LNI_HV | Simple method region | 2323349.6266 | 0.5907 | 1372402.6244 | SCAN | 0.0010205 | 1400.4804 | Simple method | 1224.1743
2020-12-01 | LNI_HV | Simple method region | 2323349.6266 | 0.5907 | 1372402.6244 | SCGL | 3.236e-05 | 44.4108 | Simple method | 38.8199
2020-12-01 | LNI_HV | Simple method region | 2323349.6266 | 0.5907 | 1372402.6244 | SHPK | 1.0602e-05 | 14.55 | Simple method | 12.7183
2020-12-01 | LNI_HV | Simple method region | 2323349.6266 | 0.5907 | 1372402.6244 | SKOG | 0.010979 | 15067.7763 | Simple method | 13170.8979
2020-12-01 | LNI_HV | Simple method region | 2323349.6266 | 0.5907 | 1372402.6244 | SOLE | 2.4114e-08 | 0.033094 | Simple method | 0.028928
2020-12-01 | LNI_HV | Simple method region | 2323349.6266 | 0.5907 | 1372402.6244 | SOU2 | 0.00017761 | 243.7497 | Simple method | 213.0642
2020-12-01 | LNI_HV | Simple method region | 2323349.6266 | 0.5907 | 1372402.6244 | TARW | 0.011361 | 15591.4326 | Simple method | 13628.6312
2020-12-01 | LNI_HV | Simple method region | 2323349.6266 | 0.5907 | 1372402.6244 | TASM | 0.00049607 | 680.8077 | Simple method | 595.101
2020-12-01 | LNI_HV | Simple method region | 2323349.6266 | 0.5907 | 1372402.6244 | TBOP | 2.7101e-05 | 37.1937 | Simple method | 32.5114
2020-12-01 | LNI_HV | Simple method region | 2323349.6266 | 0.5907 | 1372402.6244 | TOD3 | 0.00015677 | 215.157 | Simple method | 188.071
2020-12-01 | LNI_HV | Simple method region | 2323349.6266 | 0.5907 | 1372402.6244 | TOPE | 0.0041899 | 5750.1921 | Simple method | 5026.3019
2020-12-01 | LNI_HV | Simple method region | 2323349.6266 | 0.5907 | 1372402.6244 | TRNZ | 0.0011514 | 1580.1726 | Simple method | 1381.2451
2020-12-01 | LNI_HV | Simple method region | 2323349.6266 | 0.5907 | 1372402.6244 | TRUG | 0.00052866 | 725.5407 | Simple method | 634.2026
2020-12-01 | LNI_HV | Simple method region | 2323349.6266 | 0.5907 | 1372402.6244 | UNET | 0.048063 | 65962.4015 | Simple method | 57658.412
2020-12-01 | LNI_HV | Simple method region | 2323349.6266 | 0.5907 | 1372402.6244 | UNIS | 0.025343 | 34780.9584 | Simple method | 30402.3926
2020-12-01 | LNI_HV | Simple method region | 2323349.6266 | 0.5907 | 1372402.6244 | VECT | 0.22702 | 311558.5105 | Simple method | 272336.4907
2020-12-01 | LNI_HV | Simple method region | 2323349.6266 | 0.5907 | 1372402.6244 | WAIP | 0.0060803 | 8344.6312 | Simple method | 7294.1277
2020-12-01 | LNI_HV | Simple method region | 2323349.6266 | 0.5907 | 1372402.6244 | WATA | 0.00023494 | 322.4309 | Simple method | 281.8401
2020-12-01 | LNI_HV | Simple method region | 2323349.6266 | 0.5907 | 1372402.6244 | WAV1 | 0.01168 | 16029.1517 | Simple method | 14011.246
2020-12-01 | LNI_HV | Simple method region | 2323349.6266 | 0.5907 | 1372402.6244 | WELE | 0.026388 | 36214.677 | Simple method | 31655.6207
2020-12-01 | LNI_HV | Simple method region | 2323349.6266 | 0.5907 | 1372402.6244 | WNST | 0.0061952 | 8502.2931 | Simple method | 7431.9416
2020-12-01 | LNI_HV | Simple method region | 2323349.6266 | 0.5907 | 1372402.6244 | WPOW | 0.00010678 | 146.5415 | Simple method | 128.0934
2020-12-01 | LNI_HV | Simple method region | 2323349.6266 | 0.5907 | 1372402.6244 | WTOM | 0.0040962 | 5621.6624 | Simple method | 4913.9528
2021-01-01 | LNI_HV | Simple method region | 1700931.8561 | 0.674 | 1146428.071 | ALPE | 0.00061967 | 710.4083 | Simple method | 620.9752
2021-01-01 | LNI_HV | Simple method region | 1700931.8561 | 0.674 | 1146428.071 | BUEL | 2.6713e-05 | 30.6246 | Simple method | 26.7693
2021-01-01 | LNI_HV | Simple method region | 1700931.8561 | 0.674 | 1146428.071 | CHBP | 0.0014567 | 1669.9573 | Simple method | 1459.7268
2021-01-01 | LNI_HV | Simple method region | 1700931.8561 | 0.674 | 1146428.071 | COUP | 0.0096871 | 11105.5645 | Simple method | 9707.4878
2021-01-01 | LNI_HV | Simple method region | 1700931.8561 | 0.674 | 1146428.071 | CTCT | 0.12145 | 139231.3377 | Simple method | 121703.5409
2021-01-01 | LNI_HV | Simple method region | 1700931.8561 | 0.674 | 1146428.071 | DUNE | 0.00063879 | 732.3318 | Simple method | 640.1387
2021-01-01 | LNI_HV | Simple method region | 1700931.8561 | 0.674 | 1146428.071 | EASH | 0.00039432 | 452.0578 | Simple method | 395.1484
2021-01-01 | LNI_HV | Simple method region | 1700931.8561 | 0.674 | 1146428.071 | EAST | 0.0038899 | 4459.469 | Simple method | 3898.0676
2021-01-01 | LNI_HV | Simple method region | 1700931.8561 | 0.674 | 1146428.071 | GENE | 0.1441 | 165204.6041 | Simple method | 144407.0395
2021-01-01 | LNI_HV | Simple method region | 1700931.8561 | 0.674 | 1146428.071 | HORO | 0.0077892 | 8929.7945 | Simple method | 7805.625
2021-01-01 | LNI_HV | Simple method region | 1700931.8561 | 0.674 | 1146428.071 | HRZE | 0.0085062 | 9751.7236 | Simple method | 8524.0816
2021-01-01 | LNI_HV | Simple method region | 1700931.8561 | 0.674 | 1146428.071 | KIWI | 3.2926e-05 | 37.7478 | Simple method | 32.9957
2021-01-01 | LNI_HV | Simple method region | 1700931.8561 | 0.674 | 1146428.071 | KUPE | 0.00075607 | 866.7786 | Simple method | 757.6601
2021-01-01 | LNI_HV | Simple method region | 1700931.8561 | 0.674 | 1146428.071 | MARL | 0.00025742 | 295.1177 | Simple method | 257.9654
2021-01-01 | LNI_HV | Simple method region | 1700931.8561 | 0.674 | 1146428.071 | MELT | 5.7425e-05 | 65.834 | Simple method | 57.5462
2021-01-01 | LNI_HV | Simple method region | 1700931.8561 | 0.674 | 1146428.071 | MELW | 1.3219e-05 | 15.155 | Simple method | 13.2471
2021-01-01 | LNI_HV | Simple method region | 1700931.8561 | 0.674 | 1146428.071 | MERI | 0.060999 | 69930.4263 | Simple method | 61126.9032
2021-01-01 | LNI_HV | Simple method region | 1700931.8561 | 0.674 | 1146428.071 | METH | 0.00061177 | 701.352 | Simple method | 613.059
2021-01-01 | LNI_HV | Simple method region | 1700931.8561 | 0.674 | 1146428.071 | MPOW | 0.00051214 | 587.1323 | Simple method | 513.2183
2021-01-01 | LNI_HV | Simple method region | 1700931.8561 | 0.674 | 1146428.071 | MRPL | 0.072727 | 83376.6745 | Simple method | 72880.4067
2021-01-01 | LNI_HV | Simple method region | 1700931.8561 | 0.674 | 1146428.071 | MSVP | 0.019945 | 22865.7491 | Simple method | 19987.1859
2021-01-01 | LNI_HV | Simple method region | 1700931.8561 | 0.674 | 1146428.071 | NAPA | 0.030394 | 34844.3658 | Simple method | 30457.8176
2021-01-01 | LNI_HV | Simple method region | 1700931.8561 | 0.674 | 1146428.071 | NELS | 4.1314e-05 | 47.3636 | Simple method | 41.401
2021-01-01 | LNI_HV | Simple method region | 1700931.8561 | 0.674 | 1146428.071 | NPOW | 0.029767 | 34126.1548 | Simple method | 29830.0221
2021-01-01 | LNI_HV | Simple method region | 1700931.8561 | 0.674 | 1146428.071 | NTRG | 0.01857 | 21288.6491 | Simple method | 18608.6266
2021-01-01 | LNI_HV | Simple method region | 1700931.8561 | 0.674 | 1146428.071 | NZAS | 0.0011897 | 1363.9173 | Simple method | 1192.2141
2021-01-01 | LNI_HV | Simple method region | 1700931.8561 | 0.674 | 1146428.071 | NZST | 0.010777 | 12355.3499 | Simple method | 10799.9382
2021-01-01 | LNI_HV | Simple method region | 1700931.8561 | 0.674 | 1146428.071 | OMVP | 0.00098191 | 1125.6865 | Simple method | 983.9741
2021-01-01 | LNI_HV | Simple method region | 1700931.8561 | 0.674 | 1146428.071 | ORON | 0.0026775 | 3069.5142 | Simple method | 2683.0938
2021-01-01 | LNI_HV | Simple method region | 1700931.8561 | 0.674 | 1146428.071 | PANP | 0.012315 | 14118.1981 | Simple method | 12340.8618
2021-01-01 | LNI_HV | Simple method region | 1700931.8561 | 0.674 | 1146428.071 | POCO | 0.053028 | 60792.6252 | Simple method | 53139.4574
2021-01-01 | LNI_HV | Simple method region | 1700931.8561 | 0.674 | 1146428.071 | POWN | 0.0004456 | 510.854 | Simple method | 446.5427
2021-01-01 | LNI_HV | Simple method region | 1700931.8561 | 0.674 | 1146428.071 | RAYN | 5.8441e-06 | 6.6998 | Simple method | 5.8564
2021-01-01 | LNI_HV | Simple method region | 1700931.8561 | 0.674 | 1146428.071 | SCAN | 0.0010205 | 1169.8827 | Simple method | 1022.6064
2021-01-01 | LNI_HV | Simple method region | 1700931.8561 | 0.674 | 1146428.071 | SCGL | 3.236e-05 | 37.0983 | Simple method | 32.428
2021-01-01 | LNI_HV | Simple method region | 1700931.8561 | 0.674 | 1146428.071 | SHPK | 1.0602e-05 | 12.1543 | Simple method | 10.6242
2021-01-01 | LNI_HV | Simple method region | 1700931.8561 | 0.674 | 1146428.071 | SKOG | 0.010979 | 12586.7741 | Simple method | 11002.2284
2021-01-01 | LNI_HV | Simple method region | 1700931.8561 | 0.674 | 1146428.071 | SOLE | 2.4114e-08 | 0.027645 | Simple method | 0.024165
2021-01-01 | LNI_HV | Simple method region | 1700931.8561 | 0.674 | 1146428.071 | SOU2 | 0.00017761 | 203.6148 | Simple method | 177.9818
2021-01-01 | LNI_HV | Simple method region | 1700931.8561 | 0.674 | 1146428.071 | TARW | 0.011361 | 13024.2071 | Simple method | 11384.5931
2021-01-01 | LNI_HV | Simple method region | 1700931.8561 | 0.674 | 1146428.071 | TASM | 0.00049607 | 568.7085 | Simple method | 497.114
2021-01-01 | LNI_HV | Simple method region | 1700931.8561 | 0.674 | 1146428.071 | TBOP | 2.7101e-05 | 31.0696 | Simple method | 27.1582
2021-01-01 | LNI_HV | Simple method region | 1700931.8561 | 0.674 | 1146428.071 | TOD3 | 0.00015677 | 179.7301 | Simple method | 157.1039
2021-01-01 | LNI_HV | Simple method region | 1700931.8561 | 0.674 | 1146428.071 | TOPE | 0.0041899 | 4803.3875 | Simple method | 4198.6903
2021-01-01 | LNI_HV | Simple method region | 1700931.8561 | 0.674 | 1146428.071 | TRNZ | 0.0011514 | 1319.9875 | Simple method | 1153.8146
2021-01-01 | LNI_HV | Simple method region | 1700931.8561 | 0.674 | 1146428.071 | TRUG | 0.00052866 | 606.076 | Simple method | 529.7772
2021-01-01 | LNI_HV | Simple method region | 1700931.8561 | 0.674 | 1146428.071 | UNET | 0.048063 | 55101.2854 | Simple method | 48164.599
2021-01-01 | LNI_HV | Simple method region | 1700931.8561 | 0.674 | 1146428.071 | UNIS | 0.025343 | 29054.0592 | Simple method | 25396.4513
2021-01-01 | LNI_HV | Simple method region | 1700931.8561 | 0.674 | 1146428.071 | VECT | 0.22702 | 260258.4809 | Simple method | 227494.6085
2021-01-01 | LNI_HV | Simple method region | 1700931.8561 | 0.674 | 1146428.071 | WAIP | 0.0060803 | 6970.6362 | Simple method | 6093.1046
2021-01-01 | LNI_HV | Simple method region | 1700931.8561 | 0.674 | 1146428.071 | WATA | 0.00023494 | 269.3406 | Simple method | 235.4334
2021-01-01 | LNI_HV | Simple method region | 1700931.8561 | 0.674 | 1146428.071 | WAV1 | 0.01168 | 13389.8531 | Simple method | 11704.2079
2021-01-01 | LNI_HV | Simple method region | 1700931.8561 | 0.674 | 1146428.071 | WELE | 0.026388 | 30251.7071 | Simple method | 26443.3276
2021-01-01 | LNI_HV | Simple method region | 1700931.8561 | 0.674 | 1146428.071 | WNST | 0.0061952 | 7102.3381 | Simple method | 6208.2266
2021-01-01 | LNI_HV | Simple method region | 1700931.8561 | 0.674 | 1146428.071 | WPOW | 0.00010678 | 122.4126 | Simple method | 107.0021
2021-01-01 | LNI_HV | Simple method region | 1700931.8561 | 0.674 | 1146428.071 | WTOM | 0.0040962 | 4696.021 | Simple method | 4104.8402
2021-02-01 | LNI_HV | Simple method region | 2388333.2953 | 0.1953 | 466441.4926 | ALPE | 0.00061967 | 289.0403 | Simple method | 252.6531
2021-02-01 | LNI_HV | Simple method region | 2388333.2953 | 0.1953 | 466441.4926 | BUEL | 2.6713e-05 | 12.4601 | Simple method | 10.8915
2021-02-01 | LNI_HV | Simple method region | 2388333.2953 | 0.1953 | 466441.4926 | CHBP | 0.0014567 | 679.4472 | Simple method | 593.9118
2021-02-01 | LNI_HV | Simple method region | 2388333.2953 | 0.1953 | 466441.4926 | COUP | 0.0096871 | 4518.4658 | Simple method | 3949.6373
2021-02-01 | LNI_HV | Simple method region | 2388333.2953 | 0.1953 | 466441.4926 | CTCT | 0.12145 | 56648.3625 | Simple method | 49516.9149
2021-02-01 | LNI_HV | Simple method region | 2388333.2953 | 0.1953 | 466441.4926 | DUNE | 0.00063879 | 297.9602 | Simple method | 260.4501
2021-02-01 | LNI_HV | Simple method region | 2388333.2953 | 0.1953 | 466441.4926 | EASH | 0.00039432 | 183.9265 | Simple method | 160.7721
2021-02-01 | LNI_HV | Simple method region | 2388333.2953 | 0.1953 | 466441.4926 | EAST | 0.0038899 | 1814.402 | Simple method | 1585.9874
2021-02-01 | LNI_HV | Simple method region | 2388333.2953 | 0.1953 | 466441.4926 | GENE | 0.1441 | 67215.9764 | Simple method | 58754.1746
2021-02-01 | LNI_HV | Simple method region | 2388333.2953 | 0.1953 | 466441.4926 | HORO | 0.0077892 | 3633.2211 | Simple method | 3175.8359
2021-02-01 | LNI_HV | Simple method region | 2388333.2953 | 0.1953 | 466441.4926 | HRZE | 0.0085062 | 3967.6353 | Simple method | 3468.1507
2021-02-01 | LNI_HV | Simple method region | 2388333.2953 | 0.1953 | 466441.4926 | KIWI | 3.2926e-05 | 15.3582 | Simple method | 13.4248
2021-02-01 | LNI_HV | Simple method region | 2388333.2953 | 0.1953 | 466441.4926 | KUPE | 0.00075607 | 352.6619 | Simple method | 308.2654
2021-02-01 | LNI_HV | Simple method region | 2388333.2953 | 0.1953 | 466441.4926 | MARL | 0.00025742 | 120.0731 | Simple method | 104.9571
2021-02-01 | LNI_HV | Simple method region | 2388333.2953 | 0.1953 | 466441.4926 | MELT | 5.7425e-05 | 26.7856 | Simple method | 23.4135
2021-02-01 | LNI_HV | Simple method region | 2388333.2953 | 0.1953 | 466441.4926 | MELW | 1.3219e-05 | 6.166 | Simple method | 5.3898
2021-02-01 | LNI_HV | Simple method region | 2388333.2953 | 0.1953 | 466441.4926 | MERI | 0.060999 | 28452.2451 | Simple method | 24870.3994
2021-02-01 | LNI_HV | Simple method region | 2388333.2953 | 0.1953 | 466441.4926 | METH | 0.00061177 | 285.3556 | Simple method | 249.4323
2021-02-01 | LNI_HV | Simple method region | 2388333.2953 | 0.1953 | 466441.4926 | MPOW | 0.00051214 | 238.8836 | Simple method | 208.8106
2021-02-01 | LNI_HV | Simple method region | 2388333.2953 | 0.1953 | 466441.4926 | MRPL | 0.072727 | 33923.0533 | Simple method | 29652.4889
2021-02-01 | LNI_HV | Simple method region | 2388333.2953 | 0.1953 | 466441.4926 | MSVP | 0.019945 | 9303.2737 | Simple method | 8132.087
2021-02-01 | LNI_HV | Simple method region | 2388333.2953 | 0.1953 | 466441.4926 | NAPA | 0.030394 | 14176.954 | Simple method | 12392.2209
2021-02-01 | LNI_HV | Simple method region | 2388333.2953 | 0.1953 | 466441.4926 | NELS | 4.1314e-05 | 19.2706 | Simple method | 16.8446
2021-02-01 | LNI_HV | Simple method region | 2388333.2953 | 0.1953 | 466441.4926 | NPOW | 0.029767 | 13884.739 | Simple method | 12136.7929
2021-02-01 | LNI_HV | Simple method region | 2388333.2953 | 0.1953 | 466441.4926 | NTRG | 0.01857 | 8661.6069 | Simple method | 7571.1994
2021-02-01 | LNI_HV | Simple method region | 2388333.2953 | 0.1953 | 466441.4926 | NZAS | 0.0011897 | 554.9303 | Simple method | 485.0702
2021-02-01 | LNI_HV | Simple method region | 2388333.2953 | 0.1953 | 466441.4926 | NZST | 0.010777 | 5026.9598 | Simple method | 4394.1172
2021-02-01 | LNI_HV | Simple method region | 2388333.2953 | 0.1953 | 466441.4926 | OMVP | 0.00098191 | 458.0025 | Simple method | 400.3447
2021-02-01 | LNI_HV | Simple method region | 2388333.2953 | 0.1953 | 466441.4926 | ORON | 0.0026775 | 1248.878 | Simple method | 1091.6571
2021-02-01 | LNI_HV | Simple method region | 2388333.2953 | 0.1953 | 466441.4926 | PANP | 0.012315 | 5744.2011 | Simple method | 5021.0651
2021-02-01 | LNI_HV | Simple method region | 2388333.2953 | 0.1953 | 466441.4926 | POCO | 0.053028 | 24734.3933 | Simple method | 21620.587
2021-02-01 | LNI_HV | Simple method region | 2388333.2953 | 0.1953 | 466441.4926 | POWN | 0.0004456 | 207.8486 | Simple method | 181.6826
2021-02-01 | LNI_HV | Simple method region | 2388333.2953 | 0.1953 | 466441.4926 | RAYN | 5.8441e-06 | 2.7259 | Simple method | 2.3827
2021-02-01 | LNI_HV | Simple method region | 2388333.2953 | 0.1953 | 466441.4926 | SCAN | 0.0010205 | 475.9843 | Simple method | 416.0628
2021-02-01 | LNI_HV | Simple method region | 2388333.2953 | 0.1953 | 466441.4926 | SCGL | 3.236e-05 | 15.094 | Simple method | 13.1938
2021-02-01 | LNI_HV | Simple method region | 2388333.2953 | 0.1953 | 466441.4926 | SHPK | 1.0602e-05 | 4.9451 | Simple method | 4.3226
2021-02-01 | LNI_HV | Simple method region | 2388333.2953 | 0.1953 | 466441.4926 | SKOG | 0.010979 | 5121.1182 | Simple method | 4476.422
2021-02-01 | LNI_HV | Simple method region | 2388333.2953 | 0.1953 | 466441.4926 | SOLE | 2.4114e-08 | 0.011248 | Simple method | 0.0098318
2021-02-01 | LNI_HV | Simple method region | 2388333.2953 | 0.1953 | 466441.4926 | SOU2 | 0.00017761 | 82.8438 | Simple method | 72.4146
2021-02-01 | LNI_HV | Simple method region | 2388333.2953 | 0.1953 | 466441.4926 | TARW | 0.011361 | 5299.0944 | Simple method | 4631.9928
2021-02-01 | LNI_HV | Simple method region | 2388333.2953 | 0.1953 | 466441.4926 | TASM | 0.00049607 | 231.3876 | Simple method | 202.2583
2021-02-01 | LNI_HV | Simple method region | 2388333.2953 | 0.1953 | 466441.4926 | TBOP | 2.7101e-05 | 12.6411 | Simple method | 11.0497
2021-02-01 | LNI_HV | Simple method region | 2388333.2953 | 0.1953 | 466441.4926 | TOD3 | 0.00015677 | 73.1259 | Simple method | 63.9201
2021-02-01 | LNI_HV | Simple method region | 2388333.2953 | 0.1953 | 466441.4926 | TOPE | 0.0041899 | 1954.3304 | Simple method | 1708.3003
2021-02-01 | LNI_HV | Simple method region | 2388333.2953 | 0.1953 | 466441.4926 | TRNZ | 0.0011514 | 537.0567 | Simple method | 469.4468
2021-02-01 | LNI_HV | Simple method region | 2388333.2953 | 0.1953 | 466441.4926 | TRUG | 0.00052866 | 246.5911 | Simple method | 215.5478
2021-02-01 | LNI_HV | Simple method region | 2388333.2953 | 0.1953 | 466441.4926 | UNET | 0.048063 | 22418.7862 | Simple method | 19596.491
2021-02-01 | LNI_HV | Simple method region | 2388333.2953 | 0.1953 | 466441.4926 | UNIS | 0.025343 | 11821.0807 | Simple method | 10332.9279
2021-02-01 | LNI_HV | Simple method region | 2388333.2953 | 0.1953 | 466441.4926 | VECT | 0.22702 | 105890.0749 | Simple method | 92559.6009
2021-02-01 | LNI_HV | Simple method region | 2388333.2953 | 0.1953 | 466441.4926 | WAIP | 0.0060803 | 2836.1081 | Simple method | 2479.0712
2021-02-01 | LNI_HV | Simple method region | 2388333.2953 | 0.1953 | 466441.4926 | WATA | 0.00023494 | 109.5853 | Simple method | 95.7896
2021-02-01 | LNI_HV | Simple method region | 2388333.2953 | 0.1953 | 466441.4926 | WAV1 | 0.01168 | 5447.863 | Simple method | 4762.0329
2021-02-01 | LNI_HV | Simple method region | 2388333.2953 | 0.1953 | 466441.4926 | WELE | 0.026388 | 12308.3618 | Simple method | 10758.8653
2021-02-01 | LNI_HV | Simple method region | 2388333.2953 | 0.1953 | 466441.4926 | WNST | 0.0061952 | 2889.693 | Simple method | 2525.9103
2021-02-01 | LNI_HV | Simple method region | 2388333.2953 | 0.1953 | 466441.4926 | WPOW | 0.00010678 | 49.8054 | Simple method | 43.5354
2021-02-01 | LNI_HV | Simple method region | 2388333.2953 | 0.1953 | 466441.4926 | WTOM | 0.0040962 | 1910.6467 | Simple method | 1670.1159
2021-03-01 | LNI_HV | Simple method region | 2757465.8029 | 0.2048 | 564728.9964 | ALPE | 0.00061967 | 349.9462 | Simple method | 305.8916
2021-03-01 | LNI_HV | Simple method region | 2757465.8029 | 0.2048 | 564728.9964 | BUEL | 2.6713e-05 | 15.0857 | Simple method | 13.1865
2021-03-01 | LNI_HV | Simple method region | 2757465.8029 | 0.2048 | 564728.9964 | CHBP | 0.0014567 | 822.6188 | Simple method | 719.0596
2021-03-01 | LNI_HV | Simple method region | 2757465.8029 | 0.2048 | 564728.9964 | COUP | 0.0096871 | 5470.5868 | Simple method | 4781.896
2021-03-01 | LNI_HV | Simple method region | 2757465.8029 | 0.2048 | 564728.9964 | CTCT | 0.12145 | 68585.1783 | Simple method | 59951.008
2021-03-01 | LNI_HV | Simple method region | 2757465.8029 | 0.2048 | 564728.9964 | DUNE | 0.00063879 | 360.7457 | Simple method | 315.3315
2021-03-01 | LNI_HV | Simple method region | 2757465.8029 | 0.2048 | 564728.9964 | EASH | 0.00039432 | 222.6831 | Simple method | 194.6496
2021-03-01 | LNI_HV | Simple method region | 2757465.8029 | 0.2048 | 564728.9964 | EAST | 0.0038899 | 2196.7287 | Simple method | 1920.1831
2021-03-01 | LNI_HV | Simple method region | 2757465.8029 | 0.2048 | 564728.9964 | GENE | 0.1441 | 81379.576 | Simple method | 71134.7223
2021-03-01 | LNI_HV | Simple method region | 2757465.8029 | 0.2048 | 564728.9964 | HORO | 0.0077892 | 4398.8053 | Simple method | 3845.0409
2021-03-01 | LNI_HV | Simple method region | 2757465.8029 | 0.2048 | 564728.9964 | HRZE | 0.0085062 | 4803.6865 | Simple method | 4198.9517
2021-03-01 | LNI_HV | Simple method region | 2757465.8029 | 0.2048 | 564728.9964 | KIWI | 3.2926e-05 | 18.5945 | Simple method | 16.2536
2021-03-01 | LNI_HV | Simple method region | 2757465.8029 | 0.2048 | 564728.9964 | KUPE | 0.00075607 | 426.974 | Simple method | 373.2224
2021-03-01 | LNI_HV | Simple method region | 2757465.8029 | 0.2048 | 564728.9964 | MARL | 0.00025742 | 145.3746 | Simple method | 127.0734
2021-03-01 | LNI_HV | Simple method region | 2757465.8029 | 0.2048 | 564728.9964 | MELT | 5.7425e-05 | 32.4297 | Simple method | 28.3472
2021-03-01 | LNI_HV | Simple method region | 2757465.8029 | 0.2048 | 564728.9964 | MELW | 1.3219e-05 | 7.4653 | Simple method | 6.5255
2021-03-01 | LNI_HV | Simple method region | 2757465.8029 | 0.2048 | 564728.9964 | MERI | 0.060999 | 34447.6383 | Simple method | 30111.0341
2021-03-01 | LNI_HV | Simple method region | 2757465.8029 | 0.2048 | 564728.9964 | METH | 0.00061177 | 345.4851 | Simple method | 301.9921
2021-03-01 | LNI_HV | Simple method region | 2757465.8029 | 0.2048 | 564728.9964 | MPOW | 0.00051214 | 289.2206 | Simple method | 252.8107
2021-03-01 | LNI_HV | Simple method region | 2757465.8029 | 0.2048 | 564728.9964 | MRPL | 0.072727 | 41071.2429 | Simple method | 35900.7948
2021-03-01 | LNI_HV | Simple method region | 2757465.8029 | 0.2048 | 564728.9964 | MSVP | 0.019945 | 11263.6387 | Simple method | 9845.6621
2021-03-01 | LNI_HV | Simple method region | 2757465.8029 | 0.2048 | 564728.9964 | NAPA | 0.030394 | 17164.2899 | Simple method | 15003.4819
2021-03-01 | LNI_HV | Simple method region | 2757465.8029 | 0.2048 | 564728.9964 | NELS | 4.1314e-05 | 23.3312 | Simple method | 20.3941
2021-03-01 | LNI_HV | Simple method region | 2757465.8029 | 0.2048 | 564728.9964 | NPOW | 0.029767 | 16810.5001 | Simple method | 14694.2306
2021-03-01 | LNI_HV | Simple method region | 2757465.8029 | 0.2048 | 564728.9964 | NTRG | 0.01857 | 10486.7612 | Simple method | 9166.5856
2021-03-01 | LNI_HV | Simple method region | 2757465.8029 | 0.2048 | 564728.9964 | NZAS | 0.0011897 | 671.8639 | Simple method | 587.2832
2021-03-01 | LNI_HV | Simple method region | 2757465.8029 | 0.2048 | 564728.9964 | NZST | 0.010777 | 6086.2295 | Simple method | 5320.0357
2021-03-01 | LNI_HV | Simple method region | 2757465.8029 | 0.2048 | 564728.9964 | OMVP | 0.00098191 | 554.5117 | Simple method | 484.7044
2021-03-01 | LNI_HV | Simple method region | 2757465.8029 | 0.2048 | 564728.9964 | ORON | 0.0026775 | 1512.0387 | Simple method | 1321.6886
2021-03-01 | LNI_HV | Simple method region | 2757465.8029 | 0.2048 | 564728.9964 | PANP | 0.012315 | 6954.6063 | Simple method | 6079.0927
2021-03-01 | LNI_HV | Simple method region | 2757465.8029 | 0.2048 | 564728.9964 | POCO | 0.053028 | 29946.3691 | Simple method | 26176.4285
2021-03-01 | LNI_HV | Simple method region | 2757465.8029 | 0.2048 | 564728.9964 | POWN | 0.0004456 | 251.646 | Simple method | 219.9664
2021-03-01 | LNI_HV | Simple method region | 2757465.8029 | 0.2048 | 564728.9964 | RAYN | 5.8441e-06 | 3.3003 | Simple method | 2.8848
2021-03-01 | LNI_HV | Simple method region | 2757465.8029 | 0.2048 | 564728.9964 | SCAN | 0.0010205 | 576.2827 | Simple method | 503.7346
2021-03-01 | LNI_HV | Simple method region | 2757465.8029 | 0.2048 | 564728.9964 | SCGL | 3.236e-05 | 18.2746 | Simple method | 15.974
2021-03-01 | LNI_HV | Simple method region | 2757465.8029 | 0.2048 | 564728.9964 | SHPK | 1.0602e-05 | 5.9872 | Simple method | 5.2335
2021-03-01 | LNI_HV | Simple method region | 2757465.8029 | 0.2048 | 564728.9964 | SKOG | 0.010979 | 6200.2288 | Simple method | 5419.6836
2021-03-01 | LNI_HV | Simple method region | 2757465.8029 | 0.2048 | 564728.9964 | SOLE | 2.4114e-08 | 0.013618 | Simple method | 0.011903
2021-03-01 | LNI_HV | Simple method region | 2757465.8029 | 0.2048 | 564728.9964 | SOU2 | 0.00017761 | 100.3004 | Simple method | 87.6736
2021-03-01 | LNI_HV | Simple method region | 2757465.8029 | 0.2048 | 564728.9964 | TARW | 0.011361 | 6415.7077 | Simple method | 5608.0359
2021-03-01 | LNI_HV | Simple method region | 2757465.8029 | 0.2048 | 564728.9964 | TASM | 0.00049607 | 280.1451 | Simple method | 244.8777
2021-03-01 | LNI_HV | Simple method region | 2757465.8029 | 0.2048 | 564728.9964 | TBOP | 2.7101e-05 | 15.3048 | Simple method | 13.3781
2021-03-01 | LNI_HV | Simple method region | 2757465.8029 | 0.2048 | 564728.9964 | TOD3 | 0.00015677 | 88.5348 | Simple method | 77.3892
2021-03-01 | LNI_HV | Simple method region | 2757465.8029 | 0.2048 | 564728.9964 | TOPE | 0.0041899 | 2366.1425 | Simple method | 2068.2695
2021-03-01 | LNI_HV | Simple method region | 2757465.8029 | 0.2048 | 564728.9964 | TRNZ | 0.0011514 | 650.2241 | Simple method | 568.3676
2021-03-01 | LNI_HV | Simple method region | 2757465.8029 | 0.2048 | 564728.9964 | TRUG | 0.00052866 | 298.5522 | Simple method | 260.9676
2021-03-01 | LNI_HV | Simple method region | 2757465.8029 | 0.2048 | 564728.9964 | UNET | 0.048063 | 27142.8225 | Simple method | 23725.8196
2021-03-01 | LNI_HV | Simple method region | 2757465.8029 | 0.2048 | 564728.9964 | UNIS | 0.025343 | 14311.9923 | Simple method | 12510.2593
2021-03-01 | LNI_HV | Simple method region | 2757465.8029 | 0.2048 | 564728.9964 | VECT | 0.22702 | 128202.9937 | Simple method | 112063.5522
2021-03-01 | LNI_HV | Simple method region | 2757465.8029 | 0.2048 | 564728.9964 | WAIP | 0.0060803 | 3433.7264 | Simple method | 3001.4555
2021-03-01 | LNI_HV | Simple method region | 2757465.8029 | 0.2048 | 564728.9964 | WATA | 0.00023494 | 132.6769 | Simple method | 115.9742
2021-03-01 | LNI_HV | Simple method region | 2757465.8029 | 0.2048 | 564728.9964 | WAV1 | 0.01168 | 6595.8244 | Simple method | 5765.4778
2021-03-01 | LNI_HV | Simple method region | 2757465.8029 | 0.2048 | 564728.9964 | WELE | 0.026388 | 14901.9521 | Simple method | 13025.9492
2021-03-01 | LNI_HV | Simple method region | 2757465.8029 | 0.2048 | 564728.9964 | WNST | 0.0061952 | 3498.6026 | Simple method | 3058.1645
2021-03-01 | LNI_HV | Simple method region | 2757465.8029 | 0.2048 | 564728.9964 | WPOW | 0.00010678 | 60.3003 | Simple method | 52.7091
2021-03-01 | LNI_HV | Simple method region | 2757465.8029 | 0.2048 | 564728.9964 | WTOM | 0.0040962 | 2313.2539 | Simple method | 2022.039
2020-04-01 | LSI_HV | Simple method region | 386057.3161 | 2.1412 | 826625.9252 | ALPE | 0.0075403 | 6233.0037 | Simple method | 5448.3325
2020-04-01 | LSI_HV | Simple method region | 386057.3161 | 2.1412 | 826625.9252 | BUEL | 0.00037773 | 312.2388 | Simple method | 272.9312
2020-04-01 | LSI_HV | Simple method region | 386057.3161 | 2.1412 | 826625.9252 | CHBP | 0.00012205 | 100.8889 | Simple method | 88.1881
2020-04-01 | LSI_HV | Simple method region | 386057.3161 | 2.1412 | 826625.9252 | COUP | 0.0007726 | 638.6498 | Simple method | 558.2503
2020-04-01 | LSI_HV | Simple method region | 386057.3161 | 2.1412 | 826625.9252 | CTCT | 0.14218 | 117527.0962 | Simple method | 102731.6406
2020-04-01 | LSI_HV | Simple method region | 386057.3161 | 2.1412 | 826625.9252 | DUNE | 0.047004 | 38854.7174 | Simple method | 33963.3071
2020-04-01 | LSI_HV | Simple method region | 386057.3161 | 2.1412 | 826625.9252 | EASH | 0.005719 | 4727.5052 | Simple method | 4132.3608
2020-04-01 | LSI_HV | Simple method region | 386057.3161 | 2.1412 | 826625.9252 | EAST | 0.00032419 | 267.9859 | Simple method | 234.2492
2020-04-01 | LSI_HV | Simple method region | 386057.3161 | 2.1412 | 826625.9252 | GENE | 0.0037852 | 3128.9489 | Simple method | 2735.0463
2020-04-01 | LSI_HV | Simple method region | 386057.3161 | 2.1412 | 826625.9252 | HORO | 0.00062323 | 515.1785 | Simple method | 450.3228
2020-04-01 | LSI_HV | Simple method region | 386057.3161 | 2.1412 | 826625.9252 | HRZE | 0.00068027 | 562.3327 | Simple method | 491.5408
2020-04-01 | LSI_HV | Simple method region | 386057.3161 | 2.1412 | 826625.9252 | KIWI | 1.5932e-06 | 1.3169 | Simple method | 1.1512
2020-04-01 | LSI_HV | Simple method region | 386057.3161 | 2.1412 | 826625.9252 | KUPE | 6.3349e-05 | 52.3656 | Simple method | 45.7733
2020-04-01 | LSI_HV | Simple method region | 386057.3161 | 2.1412 | 826625.9252 | MARL | 0.00364 | 3008.9245 | Simple method | 2630.1318
2020-04-01 | LSI_HV | Simple method region | 386057.3161 | 2.1412 | 826625.9252 | MELT | 2.8521e-06 | 2.3576 | Simple method | 2.0608
2020-04-01 | LSI_HV | Simple method region | 386057.3161 | 2.1412 | 826625.9252 | MELW | 1.1416e-06 | 0.9437 | Simple method | 0.8249
2020-04-01 | LSI_HV | Simple method region | 386057.3161 | 2.1412 | 826625.9252 | MERI | 0.35174 | 290756.4376 | Simple method | 254153.1854
2020-04-01 | LSI_HV | Simple method region | 386057.3161 | 2.1412 | 826625.9252 | METH | 5.1258e-05 | 42.3715 | Simple method | 37.0374
2020-04-01 | LSI_HV | Simple method region | 386057.3161 | 2.1412 | 826625.9252 | MPOW | 0.0065753 | 5435.2859 | Simple method | 4751.0392
2020-04-01 | LSI_HV | Simple method region | 386057.3161 | 2.1412 | 826625.9252 | MRPL | 0.00068935 | 569.8328 | Simple method | 498.0967
2020-04-01 | LSI_HV | Simple method region | 386057.3161 | 2.1412 | 826625.9252 | MSVP | 0.00018692 | 154.5126 | Simple method | 135.061
2020-04-01 | LSI_HV | Simple method region | 386057.3161 | 2.1412 | 826625.9252 | NAPA | 0.00028336 | 234.2342 | Simple method | 204.7465
2020-04-01 | LSI_HV | Simple method region | 386057.3161 | 2.1412 | 826625.9252 | NELS | 0.0005992 | 495.3163 | Simple method | 432.9611
2020-04-01 | LSI_HV | Simple method region | 386057.3161 | 2.1412 | 826625.9252 | NPOW | 0.0023437 | 1937.3272 | Simple method | 1693.4375
2020-04-01 | LSI_HV | Simple method region | 386057.3161 | 2.1412 | 826625.9252 | NTRG | 0.00017304 | 143.0414 | Simple method | 125.0339
2020-04-01 | LSI_HV | Simple method region | 386057.3161 | 2.1412 | 826625.9252 | NZAS | 0.29233 | 241650.5123 | Simple method | 211229.1922
2020-04-01 | LSI_HV | Simple method region | 386057.3161 | 2.1412 | 826625.9252 | NZST | 0.00086494 | 714.9814 | Simple method | 624.9726
2020-04-01 | LSI_HV | Simple method region | 386057.3161 | 2.1412 | 826625.9252 | OMVP | 8.2271e-05 | 68.0073 | Simple method | 59.4459
2020-04-01 | LSI_HV | Simple method region | 386057.3161 | 2.1412 | 826625.9252 | ORON | 0.035142 | 29049.3732 | Simple method | 25392.3552
2020-04-01 | LSI_HV | Simple method region | 386057.3161 | 2.1412 | 826625.9252 | PANP | 0.00095602 | 790.273 | Simple method | 690.7858
2020-04-01 | LSI_HV | Simple method region | 386057.3161 | 2.1412 | 826625.9252 | POCO | 0.0043672 | 3610.0224 | Simple method | 3155.5576
2020-04-01 | LSI_HV | Simple method region | 386057.3161 | 2.1412 | 826625.9252 | POWN | 0.04889 | 40414.0209 | Simple method | 35326.3103
2020-04-01 | LSI_HV | Simple method region | 386057.3161 | 2.1412 | 826625.9252 | RAYN | 0.0014148 | 1169.4916 | Simple method | 1022.2646
2020-04-01 | LSI_HV | Simple method region | 386057.3161 | 2.1412 | 826625.9252 | SCAN | 8.5501e-05 | 70.6774 | Simple method | 61.7798
2020-04-01 | LSI_HV | Simple method region | 386057.3161 | 2.1412 | 826625.9252 | SCGL | 2.5971e-06 | 2.1468 | Simple method | 1.8765
2020-04-01 | LSI_HV | Simple method region | 386057.3161 | 2.1412 | 826625.9252 | SHPK | 8.5086e-07 | 0.70335 | Simple method | 0.6148
2020-04-01 | LSI_HV | Simple method region | 386057.3161 | 2.1412 | 826625.9252 | SKOG | 0.00077707 | 642.3461 | Simple method | 561.4813
2020-04-01 | LSI_HV | Simple method region | 386057.3161 | 2.1412 | 826625.9252 | SOLE | 5.8377e-06 | 4.8256 | Simple method | 4.2181
2020-04-01 | LSI_HV | Simple method region | 386057.3161 | 2.1412 | 826625.9252 | SOU2 | 3.7923e-06 | 3.1348 | Simple method | 2.7402
2020-04-01 | LSI_HV | Simple method region | 386057.3161 | 2.1412 | 826625.9252 | TARW | 0.00010647 | 88.0095 | Simple method | 76.93
2020-04-01 | LSI_HV | Simple method region | 386057.3161 | 2.1412 | 826625.9252 | TASM | 0.0071861 | 5940.237 | Simple method | 5192.4222
2020-04-01 | LSI_HV | Simple method region | 386057.3161 | 2.1412 | 826625.9252 | TBOP | 1.2387e-06 | 1.0239 | Simple method | 0.895
2020-04-01 | LSI_HV | Simple method region | 386057.3161 | 2.1412 | 826625.9252 | TOD3 | 7.7157e-06 | 6.378 | Simple method | 5.5751
2020-04-01 | LSI_HV | Simple method region | 386057.3161 | 2.1412 | 826625.9252 | TOPE | 0.00034249 | 283.1145 | Simple method | 247.4733
2020-04-01 | LSI_HV | Simple method region | 386057.3161 | 2.1412 | 826625.9252 | TRNZ | 9.1576e-05 | 75.6993 | Simple method | 66.1696
2020-04-01 | LSI_HV | Simple method region | 386057.3161 | 2.1412 | 826625.9252 | TRUG | 0.00023772 | 196.5081 | Simple method | 171.7697
2020-04-01 | LSI_HV | Simple method region | 386057.3161 | 2.1412 | 826625.9252 | UNET | 0.0039412 | 3257.8592 | Simple method | 2847.7281
2020-04-01 | LSI_HV | Simple method region | 386057.3161 | 2.1412 | 826625.9252 | UNIS | 0.0016239 | 1342.3923 | Simple method | 1173.3988
2020-04-01 | LSI_HV | Simple method region | 386057.3161 | 2.1412 | 826625.9252 | VECT | 0.018296 | 15124.3576 | Simple method | 13220.3562
2020-04-01 | LSI_HV | Simple method region | 386057.3161 | 2.1412 | 826625.9252 | WAIP | 0.00048314 | 399.3794 | Simple method | 349.1016
2020-04-01 | LSI_HV | Simple method region | 386057.3161 | 2.1412 | 826625.9252 | WATA | 0.0030459 | 2517.8178 | Simple method | 2200.8504
2020-04-01 | LSI_HV | Simple method region | 386057.3161 | 2.1412 | 826625.9252 | WAV1 | 0.00010946 | 90.4803 | Simple method | 79.0898
2020-04-01 | LSI_HV | Simple method region | 386057.3161 | 2.1412 | 826625.9252 | WELE | 0.0019387 | 1602.5387 | Simple method | 1400.7955
2020-04-01 | LSI_HV | Simple method region | 386057.3161 | 2.1412 | 826625.9252 | WNST | 0.00049305 | 407.5699 | Simple method | 356.261
2020-04-01 | LSI_HV | Simple method region | 386057.3161 | 2.1412 | 826625.9252 | WPOW | 0.0013646 | 1127.9837 | Simple method | 985.9821
2020-04-01 | LSI_HV | Simple method region | 386057.3161 | 2.1412 | 826625.9252 | WTOM | 0.00032814 | 271.2463 | Simple method | 237.0992
2020-05-01 | LSI_HV | Simple method region | 1333635.1754 | 0.3989 | 531987.0715 | ALPE | 0.0075403 | 4011.3397 | Simple method | 3506.3532
2020-05-01 | LSI_HV | Simple method region | 1333635.1754 | 0.3989 | 531987.0715 | BUEL | 0.00037773 | 200.9458 | Simple method | 175.6488
2020-05-01 | LSI_HV | Simple method region | 1333635.1754 | 0.3989 | 531987.0715 | CHBP | 0.00012205 | 64.9285 | Simple method | 56.7547
2020-05-01 | LSI_HV | Simple method region | 1333635.1754 | 0.3989 | 531987.0715 | COUP | 0.0007726 | 411.0123 | Simple method | 359.2701
2020-05-01 | LSI_HV | Simple method region | 1333635.1754 | 0.3989 | 531987.0715 | CTCT | 0.14218 | 75636.2628 | Simple method | 66114.4334
2020-05-01 | LSI_HV | Simple method region | 1333635.1754 | 0.3989 | 531987.0715 | DUNE | 0.047004 | 25005.5154 | Simple method | 21857.5776
2020-05-01 | LSI_HV | Simple method region | 1333635.1754 | 0.3989 | 531987.0715 | EASH | 0.005719 | 3042.4543 | Simple method | 2659.4405
2020-05-01 | LSI_HV | Simple method region | 1333635.1754 | 0.3989 | 531987.0715 | EAST | 0.00032419 | 172.4662 | Simple method | 150.7544
2020-05-01 | LSI_HV | Simple method region | 1333635.1754 | 0.3989 | 531987.0715 | GENE | 0.0037852 | 2013.6803 | Simple method | 1760.1786
2020-05-01 | LSI_HV | Simple method region | 1333635.1754 | 0.3989 | 531987.0715 | HORO | 0.00062323 | 331.5506 | Simple method | 289.8118
2020-05-01 | LSI_HV | Simple method region | 1333635.1754 | 0.3989 | 531987.0715 | HRZE | 0.00068027 | 361.8973 | Simple method | 316.3382
2020-05-01 | LSI_HV | Simple method region | 1333635.1754 | 0.3989 | 531987.0715 | KIWI | 1.5932e-06 | 0.84754 | Simple method | 0.74084
2020-05-01 | LSI_HV | Simple method region | 1333635.1754 | 0.3989 | 531987.0715 | KUPE | 6.3349e-05 | 33.7007 | Simple method | 29.4581
2020-05-01 | LSI_HV | Simple method region | 1333635.1754 | 0.3989 | 531987.0715 | MARL | 0.00364 | 1936.4369 | Simple method | 1692.6593
2020-05-01 | LSI_HV | Simple method region | 1333635.1754 | 0.3989 | 531987.0715 | MELT | 2.8521e-06 | 1.5173 | Simple method | 1.3263
2020-05-01 | LSI_HV | Simple method region | 1333635.1754 | 0.3989 | 531987.0715 | MELW | 1.1416e-06 | 0.60733 | Simple method | 0.53088
2020-05-01 | LSI_HV | Simple method region | 1333635.1754 | 0.3989 | 531987.0715 | MERI | 0.35174 | 187120.5113 | Simple method | 163563.9589
2020-05-01 | LSI_HV | Simple method region | 1333635.1754 | 0.3989 | 531987.0715 | METH | 5.1258e-05 | 27.2688 | Simple method | 23.836
2020-05-01 | LSI_HV | Simple method region | 1333635.1754 | 0.3989 | 531987.0715 | MPOW | 0.0065753 | 3497.9569 | Simple method | 3057.6
2020-05-01 | LSI_HV | Simple method region | 1333635.1754 | 0.3989 | 531987.0715 | MRPL | 0.00068935 | 366.7241 | Simple method | 320.5573
2020-05-01 | LSI_HV | Simple method region | 1333635.1754 | 0.3989 | 531987.0715 | MSVP | 0.00018692 | 99.4388 | Simple method | 86.9205
2020-05-01 | LSI_HV | Simple method region | 1333635.1754 | 0.3989 | 531987.0715 | NAPA | 0.00028336 | 150.7448 | Simple method | 131.7676
2020-05-01 | LSI_HV | Simple method region | 1333635.1754 | 0.3989 | 531987.0715 | NELS | 0.0005992 | 318.768 | Simple method | 278.6384
2020-05-01 | LSI_HV | Simple method region | 1333635.1754 | 0.3989 | 531987.0715 | NPOW | 0.0023437 | 1246.7949 | Simple method | 1089.8362
2020-05-01 | LSI_HV | Simple method region | 1333635.1754 | 0.3989 | 531987.0715 | NTRG | 0.00017304 | 92.0563 | Simple method | 80.4674
2020-05-01 | LSI_HV | Simple method region | 1333635.1754 | 0.3989 | 531987.0715 | NZAS | 0.29233 | 155517.6827 | Simple method | 135939.6021
2020-05-01 | LSI_HV | Simple method region | 1333635.1754 | 0.3989 | 531987.0715 | NZST | 0.00086494 | 460.1367 | Simple method | 402.2102
2020-05-01 | LSI_HV | Simple method region | 1333635.1754 | 0.3989 | 531987.0715 | OMVP | 8.2271e-05 | 43.7671 | Simple method | 38.2573
2020-05-01 | LSI_HV | Simple method region | 1333635.1754 | 0.3989 | 531987.0715 | ORON | 0.035142 | 18695.1443 | Simple method | 16341.6175
2020-05-01 | LSI_HV | Simple method region | 1333635.1754 | 0.3989 | 531987.0715 | PANP | 0.00095602 | 508.5916 | Simple method | 444.5652
2020-05-01 | LSI_HV | Simple method region | 1333635.1754 | 0.3989 | 531987.0715 | POCO | 0.0043672 | 2323.2821 | Simple method | 2030.8047
2020-05-01 | LSI_HV | Simple method region | 1333635.1754 | 0.3989 | 531987.0715 | POWN | 0.04889 | 26009.0277 | Simple method | 22734.758
2020-05-01 | LSI_HV | Simple method region | 1333635.1754 | 0.3989 | 531987.0715 | RAYN | 0.0014148 | 752.6432 | Simple method | 657.8932
2020-05-01 | LSI_HV | Simple method region | 1333635.1754 | 0.3989 | 531987.0715 | SCAN | 8.5501e-05 | 45.4855 | Simple method | 39.7593
2020-05-01 | LSI_HV | Simple method region | 1333635.1754 | 0.3989 | 531987.0715 | SCGL | 2.5971e-06 | 1.3816 | Simple method | 1.2077
2020-05-01 | LSI_HV | Simple method region | 1333635.1754 | 0.3989 | 531987.0715 | SHPK | 8.5086e-07 | 0.45265 | Simple method | 0.39566
2020-05-01 | LSI_HV | Simple method region | 1333635.1754 | 0.3989 | 531987.0715 | SKOG | 0.00077707 | 413.3911 | Simple method | 361.3494
2020-05-01 | LSI_HV | Simple method region | 1333635.1754 | 0.3989 | 531987.0715 | SOLE | 5.8377e-06 | 3.1056 | Simple method | 2.7146
2020-05-01 | LSI_HV | Simple method region | 1333635.1754 | 0.3989 | 531987.0715 | SOU2 | 3.7923e-06 | 2.0174 | Simple method | 1.7635
2020-05-01 | LSI_HV | Simple method region | 1333635.1754 | 0.3989 | 531987.0715 | TARW | 0.00010647 | 56.6398 | Simple method | 49.5094
2020-05-01 | LSI_HV | Simple method region | 1333635.1754 | 0.3989 | 531987.0715 | TASM | 0.0071861 | 3822.9255 | Simple method | 3341.6584
2020-05-01 | LSI_HV | Simple method region | 1333635.1754 | 0.3989 | 531987.0715 | TBOP | 1.2387e-06 | 0.65895 | Simple method | 0.57599
2020-05-01 | LSI_HV | Simple method region | 1333635.1754 | 0.3989 | 531987.0715 | TOD3 | 7.7157e-06 | 4.1047 | Simple method | 3.5879
2020-05-01 | LSI_HV | Simple method region | 1333635.1754 | 0.3989 | 531987.0715 | TOPE | 0.00034249 | 182.2024 | Simple method | 159.265
2020-05-01 | LSI_HV | Simple method region | 1333635.1754 | 0.3989 | 531987.0715 | TRNZ | 9.1576e-05 | 48.7174 | Simple method | 42.5844
2020-05-01 | LSI_HV | Simple method region | 1333635.1754 | 0.3989 | 531987.0715 | TRUG | 0.00023772 | 126.4656 | Simple method | 110.5449
2020-05-01 | LSI_HV | Simple method region | 1333635.1754 | 0.3989 | 531987.0715 | UNET | 0.0039412 | 2096.6424 | Simple method | 1832.6966
2020-05-01 | LSI_HV | Simple method region | 1333635.1754 | 0.3989 | 531987.0715 | UNIS | 0.0016239 | 863.916 | Simple method | 755.1578
2020-05-01 | LSI_HV | Simple method region | 1333635.1754 | 0.3989 | 531987.0715 | VECT | 0.018296 | 9733.4991 | Simple method | 8508.1515
2020-05-01 | LSI_HV | Simple method region | 1333635.1754 | 0.3989 | 531987.0715 | WAIP | 0.00048314 | 257.0264 | Simple method | 224.6694
2020-05-01 | LSI_HV | Simple method region | 1333635.1754 | 0.3989 | 531987.0715 | WATA | 0.0030459 | 1620.3781 | Simple method | 1416.3891
2020-05-01 | LSI_HV | Simple method region | 1333635.1754 | 0.3989 | 531987.0715 | WAV1 | 0.00010946 | 58.2299 | Simple method | 50.8994
2020-05-01 | LSI_HV | Simple method region | 1333635.1754 | 0.3989 | 531987.0715 | WELE | 0.0019387 | 1031.3369 | Simple method | 901.5022
2020-05-01 | LSI_HV | Simple method region | 1333635.1754 | 0.3989 | 531987.0715 | WNST | 0.00049305 | 262.2975 | Simple method | 229.2769
2020-05-01 | LSI_HV | Simple method region | 1333635.1754 | 0.3989 | 531987.0715 | WPOW | 0.0013646 | 725.9302 | Simple method | 634.543
2020-05-01 | LSI_HV | Simple method region | 1333635.1754 | 0.3989 | 531987.0715 | WTOM | 0.00032814 | 174.5645 | Simple method | 152.5886
2020-06-01 | LSI_HV | Simple method region | 1524630.4032 | 0.4449 | 678308.0664 | ALPE | 0.0075403 | 5114.6432 | Simple method | 4470.7621
2020-06-01 | LSI_HV | Simple method region | 1524630.4032 | 0.4449 | 678308.0664 | BUEL | 0.00037773 | 256.2152 | Simple method | 223.9603
2020-06-01 | LSI_HV | Simple method region | 1524630.4032 | 0.4449 | 678308.0664 | CHBP | 0.00012205 | 82.7869 | Simple method | 72.3649
2020-06-01 | LSI_HV | Simple method region | 1524630.4032 | 0.4449 | 678308.0664 | COUP | 0.0007726 | 524.0597 | Simple method | 458.0859
2020-06-01 | LSI_HV | Simple method region | 1524630.4032 | 0.4449 | 678308.0664 | CTCT | 0.14218 | 96439.7255 | Simple method | 84298.9536
2020-06-01 | LSI_HV | Simple method region | 1524630.4032 | 0.4449 | 678308.0664 | DUNE | 0.047004 | 31883.1861 | Simple method | 27869.4201
2020-06-01 | LSI_HV | Simple method region | 1524630.4032 | 0.4449 | 678308.0664 | EASH | 0.005719 | 3879.2697 | Simple method | 3390.9094
2020-06-01 | LSI_HV | Simple method region | 1524630.4032 | 0.4449 | 678308.0664 | EAST | 0.00032419 | 219.9023 | Simple method | 192.2189
2020-06-01 | LSI_HV | Simple method region | 1524630.4032 | 0.4449 | 678308.0664 | GENE | 0.0037852 | 2567.5353 | Simple method | 2244.309
2020-06-01 | LSI_HV | Simple method region | 1524630.4032 | 0.4449 | 678308.0664 | HORO | 0.00062323 | 422.7423 | Simple method | 369.5234
2020-06-01 | LSI_HV | Simple method region | 1524630.4032 | 0.4449 | 678308.0664 | HRZE | 0.00068027 | 461.4358 | Simple method | 403.3458
2020-06-01 | LSI_HV | Simple method region | 1524630.4032 | 0.4449 | 678308.0664 | KIWI | 1.5932e-06 | 1.0807 | Simple method | 0.94461
2020-06-01 | LSI_HV | Simple method region | 1524630.4032 | 0.4449 | 678308.0664 | KUPE | 6.3349e-05 | 42.9699 | Simple method | 37.5604
2020-06-01 | LSI_HV | Simple method region | 1524630.4032 | 0.4449 | 678308.0664 | MARL | 0.00364 | 2469.0464 | Simple method | 2158.2188
2020-06-01 | LSI_HV | Simple method region | 1524630.4032 | 0.4449 | 678308.0664 | MELT | 2.8521e-06 | 1.9346 | Simple method | 1.6911
2020-06-01 | LSI_HV | Simple method region | 1524630.4032 | 0.4449 | 678308.0664 | MELW | 1.1416e-06 | 0.77438 | Simple method | 0.67689
2020-06-01 | LSI_HV | Simple method region | 1524630.4032 | 0.4449 | 678308.0664 | MERI | 0.35174 | 238587.2872 | Simple method | 208551.5957
2020-06-01 | LSI_HV | Simple method region | 1524630.4032 | 0.4449 | 678308.0664 | METH | 5.1258e-05 | 34.769 | Simple method | 30.3919
2020-06-01 | LSI_HV | Simple method region | 1524630.4032 | 0.4449 | 678308.0664 | MPOW | 0.0065753 | 4460.0564 | Simple method | 3898.5811
2020-06-01 | LSI_HV | Simple method region | 1524630.4032 | 0.4449 | 678308.0664 | MRPL | 0.00068935 | 467.5902 | Simple method | 408.7254
2020-06-01 | LSI_HV | Simple method region | 1524630.4032 | 0.4449 | 678308.0664 | MSVP | 0.00018692 | 126.7891 | Simple method | 110.8276
2020-06-01 | LSI_HV | Simple method region | 1524630.4032 | 0.4449 | 678308.0664 | NAPA | 0.00028336 | 192.2066 | Simple method | 168.0097
2020-06-01 | LSI_HV | Simple method region | 1524630.4032 | 0.4449 | 678308.0664 | NELS | 0.0005992 | 406.4439 | Simple method | 355.2768
2020-06-01 | LSI_HV | Simple method region | 1524630.4032 | 0.4449 | 678308.0664 | NPOW | 0.0023437 | 1589.721 | Simple method | 1389.5915
2020-06-01 | LSI_HV | Simple method region | 1524630.4032 | 0.4449 | 678308.0664 | NTRG | 0.00017304 | 117.3761 | Simple method | 102.5996
2020-06-01 | LSI_HV | Simple method region | 1524630.4032 | 0.4449 | 678308.0664 | NZAS | 0.29233 | 198292.2223 | Simple method | 173329.2661
2020-06-01 | LSI_HV | Simple method region | 1524630.4032 | 0.4449 | 678308.0664 | NZST | 0.00086494 | 586.6955 | Simple method | 512.8365
2020-06-01 | LSI_HV | Simple method region | 1524630.4032 | 0.4449 | 678308.0664 | OMVP | 8.2271e-05 | 55.8051 | Simple method | 48.7798
2020-06-01 | LSI_HV | Simple method region | 1524630.4032 | 0.4449 | 678308.0664 | ORON | 0.035142 | 23837.1718 | Simple method | 20836.3164
2020-06-01 | LSI_HV | Simple method region | 1524630.4032 | 0.4449 | 678308.0664 | PANP | 0.00095602 | 648.4778 | Simple method | 566.8411
2020-06-01 | LSI_HV | Simple method region | 1524630.4032 | 0.4449 | 678308.0664 | POCO | 0.0043672 | 2962.2919 | Simple method | 2589.3698
2020-06-01 | LSI_HV | Simple method region | 1524630.4032 | 0.4449 | 678308.0664 | POWN | 0.04889 | 33162.7106 | Simple method | 28987.8656
2020-06-01 | LSI_HV | Simple method region | 1524630.4032 | 0.4449 | 678308.0664 | RAYN | 0.0014148 | 959.6549 | Simple method | 838.8442
2020-06-01 | LSI_HV | Simple method region | 1524630.4032 | 0.4449 | 678308.0664 | SCAN | 8.5501e-05 | 57.9961 | Simple method | 50.6949
2020-06-01 | LSI_HV | Simple method region | 1524630.4032 | 0.4449 | 678308.0664 | SCGL | 2.5971e-06 | 1.7616 | Simple method | 1.5398
2020-06-01 | LSI_HV | Simple method region | 1524630.4032 | 0.4449 | 678308.0664 | SHPK | 8.5086e-07 | 0.57715 | Simple method | 0.50449
2020-06-01 | LSI_HV | Simple method region | 1524630.4032 | 0.4449 | 678308.0664 | SKOG | 0.00077707 | 527.0927 | Simple method | 460.7372
2020-06-01 | LSI_HV | Simple method region | 1524630.4032 | 0.4449 | 678308.0664 | SOLE | 5.8377e-06 | 3.9597 | Simple method | 3.4613
2020-06-01 | LSI_HV | Simple method region | 1524630.4032 | 0.4449 | 678308.0664 | SOU2 | 3.7923e-06 | 2.5723 | Simple method | 2.2485
2020-06-01 | LSI_HV | Simple method region | 1524630.4032 | 0.4449 | 678308.0664 | TARW | 0.00010647 | 72.2184 | Simple method | 63.1268
2020-06-01 | LSI_HV | Simple method region | 1524630.4032 | 0.4449 | 678308.0664 | TASM | 0.0071861 | 4874.4064 | Simple method | 4260.7687
2020-06-01 | LSI_HV | Simple method region | 1524630.4032 | 0.4449 | 678308.0664 | TBOP | 1.2387e-06 | 0.84019 | Simple method | 0.73442
2020-06-01 | LSI_HV | Simple method region | 1524630.4032 | 0.4449 | 678308.0664 | TOD3 | 7.7157e-06 | 5.2336 | Simple method | 4.5748
2020-06-01 | LSI_HV | Simple method region | 1524630.4032 | 0.4449 | 678308.0664 | TOPE | 0.00034249 | 232.3165 | Simple method | 203.0702
2020-06-01 | LSI_HV | Simple method region | 1524630.4032 | 0.4449 | 678308.0664 | TRNZ | 9.1576e-05 | 62.1169 | Simple method | 54.2971
2020-06-01 | LSI_HV | Simple method region | 1524630.4032 | 0.4449 | 678308.0664 | TRUG | 0.00023772 | 161.2495 | Simple method | 140.9498
2020-06-01 | LSI_HV | Simple method region | 1524630.4032 | 0.4449 | 678308.0664 | UNET | 0.0039412 | 2673.3158 | Simple method | 2336.7728
2020-06-01 | LSI_HV | Simple method region | 1524630.4032 | 0.4449 | 678308.0664 | UNIS | 0.0016239 | 1101.5327 | Simple method | 962.861
2020-06-01 | LSI_HV | Simple method region | 1524630.4032 | 0.4449 | 678308.0664 | VECT | 0.018296 | 12410.6606 | Simple method | 10848.2858
2020-06-01 | LSI_HV | Simple method region | 1524630.4032 | 0.4449 | 678308.0664 | WAIP | 0.00048314 | 327.7205 | Simple method | 286.4639
2020-06-01 | LSI_HV | Simple method region | 1524630.4032 | 0.4449 | 678308.0664 | WATA | 0.0030459 | 2066.0568 | Simple method | 1805.9615
2020-06-01 | LSI_HV | Simple method region | 1524630.4032 | 0.4449 | 678308.0664 | WAV1 | 0.00010946 | 74.2458 | Simple method | 64.8991
2020-06-01 | LSI_HV | Simple method region | 1524630.4032 | 0.4449 | 678308.0664 | WELE | 0.0019387 | 1315.0022 | Simple method | 1149.4569
2020-06-01 | LSI_HV | Simple method region | 1524630.4032 | 0.4449 | 678308.0664 | WNST | 0.00049305 | 334.4414 | Simple method | 292.3387
2020-06-01 | LSI_HV | Simple method region | 1524630.4032 | 0.4449 | 678308.0664 | WPOW | 0.0013646 | 925.5945 | Simple method | 809.0717
2020-06-01 | LSI_HV | Simple method region | 1524630.4032 | 0.4449 | 678308.0664 | WTOM | 0.00032814 | 222.5778 | Simple method | 194.5575
2020-07-01 | LSI_HV | Simple method region | 1459340.4559 | 0.5722 | 835034.6088 | ALPE | 0.0075403 | 6296.4076 | Simple method | 5503.7545
2020-07-01 | LSI_HV | Simple method region | 1459340.4559 | 0.5722 | 835034.6088 | BUEL | 0.00037773 | 315.415 | Simple method | 275.7075
2020-07-01 | LSI_HV | Simple method region | 1459340.4559 | 0.5722 | 835034.6088 | CHBP | 0.00012205 | 101.9152 | Simple method | 89.0851
2020-07-01 | LSI_HV | Simple method region | 1459340.4559 | 0.5722 | 835034.6088 | COUP | 0.0007726 | 645.1463 | Simple method | 563.929
2020-07-01 | LSI_HV | Simple method region | 1459340.4559 | 0.5722 | 835034.6088 | CTCT | 0.14218 | 118722.6166 | Simple method | 103776.6573
2020-07-01 | LSI_HV | Simple method region | 1459340.4559 | 0.5722 | 835034.6088 | DUNE | 0.047004 | 39249.9591 | Simple method | 34308.7919
2020-07-01 | LSI_HV | Simple method region | 1459340.4559 | 0.5722 | 835034.6088 | EASH | 0.005719 | 4775.5947 | Simple method | 4174.3964
2020-07-01 | LSI_HV | Simple method region | 1459340.4559 | 0.5722 | 835034.6088 | EAST | 0.00032419 | 270.7119 | Simple method | 236.632
2020-07-01 | LSI_HV | Simple method region | 1459340.4559 | 0.5722 | 835034.6088 | GENE | 0.0037852 | 3160.7775 | Simple method | 2762.868
2020-07-01 | LSI_HV | Simple method region | 1459340.4559 | 0.5722 | 835034.6088 | HORO | 0.00062323 | 520.419 | Simple method | 454.9036
2020-07-01 | LSI_HV | Simple method region | 1459340.4559 | 0.5722 | 835034.6088 | HRZE | 0.00068027 | 568.0529 | Simple method | 496.5409
2020-07-01 | LSI_HV | Simple method region | 1459340.4559 | 0.5722 | 835034.6088 | KIWI | 1.5932e-06 | 1.3303 | Simple method | 1.1629
2020-07-01 | LSI_HV | Simple method region | 1459340.4559 | 0.5722 | 835034.6088 | KUPE | 6.3349e-05 | 52.8983 | Simple method | 46.239
2020-07-01 | LSI_HV | Simple method region | 1459340.4559 | 0.5722 | 835034.6088 | MARL | 0.00364 | 3039.5322 | Simple method | 2656.8862
2020-07-01 | LSI_HV | Simple method region | 1459340.4559 | 0.5722 | 835034.6088 | MELT | 2.8521e-06 | 2.3816 | Simple method | 2.0818
2020-07-01 | LSI_HV | Simple method region | 1459340.4559 | 0.5722 | 835034.6088 | MELW | 1.1416e-06 | 0.9533 | Simple method | 0.83329
2020-07-01 | LSI_HV | Simple method region | 1459340.4559 | 0.5722 | 835034.6088 | MERI | 0.35174 | 293714.0982 | Simple method | 256738.5069
2020-07-01 | LSI_HV | Simple method region | 1459340.4559 | 0.5722 | 835034.6088 | METH | 5.1258e-05 | 42.8026 | Simple method | 37.4142
2020-07-01 | LSI_HV | Simple method region | 1459340.4559 | 0.5722 | 835034.6088 | MPOW | 0.0065753 | 5490.5752 | Simple method | 4799.3681
2020-07-01 | LSI_HV | Simple method region | 1459340.4559 | 0.5722 | 835034.6088 | MRPL | 0.00068935 | 575.6293 | Simple method | 503.1635
2020-07-01 | LSI_HV | Simple method region | 1459340.4559 | 0.5722 | 835034.6088 | MSVP | 0.00018692 | 156.0843 | Simple method | 136.4349
2020-07-01 | LSI_HV | Simple method region | 1459340.4559 | 0.5722 | 835034.6088 | NAPA | 0.00028336 | 236.6169 | Simple method | 206.8293
2020-07-01 | LSI_HV | Simple method region | 1459340.4559 | 0.5722 | 835034.6088 | NELS | 0.0005992 | 500.3548 | Simple method | 437.3653
2020-07-01 | LSI_HV | Simple method region | 1459340.4559 | 0.5722 | 835034.6088 | NPOW | 0.0023437 | 1957.0342 | Simple method | 1710.6637
2020-07-01 | LSI_HV | Simple method region | 1459340.4559 | 0.5722 | 835034.6088 | NTRG | 0.00017304 | 144.4964 | Simple method | 126.3058
2020-07-01 | LSI_HV | Simple method region | 1459340.4559 | 0.5722 | 835034.6088 | NZAS | 0.29233 | 244108.6528 | Simple method | 213377.8781
2020-07-01 | LSI_HV | Simple method region | 1459340.4559 | 0.5722 | 835034.6088 | NZST | 0.00086494 | 722.2544 | Simple method | 631.33
2020-07-01 | LSI_HV | Simple method region | 1459340.4559 | 0.5722 | 835034.6088 | OMVP | 8.2271e-05 | 68.6991 | Simple method | 60.0506
2020-07-01 | LSI_HV | Simple method region | 1459340.4559 | 0.5722 | 835034.6088 | ORON | 0.035142 | 29344.872 | Simple method | 25650.6537
2020-07-01 | LSI_HV | Simple method region | 1459340.4559 | 0.5722 | 835034.6088 | PANP | 0.00095602 | 798.3119 | Simple method | 697.8126
2020-07-01 | LSI_HV | Simple method region | 1459340.4559 | 0.5722 | 835034.6088 | POCO | 0.0043672 | 3646.7446 | Simple method | 3187.6569
2020-07-01 | LSI_HV | Simple method region | 1459340.4559 | 0.5722 | 835034.6088 | POWN | 0.04889 | 40825.1242 | Simple method | 35685.66
2020-07-01 | LSI_HV | Simple method region | 1459340.4559 | 0.5722 | 835034.6088 | RAYN | 0.0014148 | 1181.388 | Simple method | 1032.6634
2020-07-01 | LSI_HV | Simple method region | 1459340.4559 | 0.5722 | 835034.6088 | SCAN | 8.5501e-05 | 71.3963 | Simple method | 62.4083
2020-07-01 | LSI_HV | Simple method region | 1459340.4559 | 0.5722 | 835034.6088 | SCGL | 2.5971e-06 | 2.1686 | Simple method | 1.8956
2020-07-01 | LSI_HV | Simple method region | 1459340.4559 | 0.5722 | 835034.6088 | SHPK | 8.5086e-07 | 0.7105 | Simple method | 0.62106
2020-07-01 | LSI_HV | Simple method region | 1459340.4559 | 0.5722 | 835034.6088 | SKOG | 0.00077707 | 648.8802 | Simple method | 567.1928
2020-07-01 | LSI_HV | Simple method region | 1459340.4559 | 0.5722 | 835034.6088 | SOLE | 5.8377e-06 | 4.8747 | Simple method | 4.261
2020-07-01 | LSI_HV | Simple method region | 1459340.4559 | 0.5722 | 835034.6088 | SOU2 | 3.7923e-06 | 3.1667 | Simple method | 2.768
2020-07-01 | LSI_HV | Simple method region | 1459340.4559 | 0.5722 | 835034.6088 | TARW | 0.00010647 | 88.9048 | Simple method | 77.7126
2020-07-01 | LSI_HV | Simple method region | 1459340.4559 | 0.5722 | 835034.6088 | TASM | 0.0071861 | 6000.6629 | Simple method | 5245.241
2020-07-01 | LSI_HV | Simple method region | 1459340.4559 | 0.5722 | 835034.6088 | TBOP | 1.2387e-06 | 1.0343 | Simple method | 0.90411
2020-07-01 | LSI_HV | Simple method region | 1459340.4559 | 0.5722 | 835034.6088 | TOD3 | 7.7157e-06 | 6.4429 | Simple method | 5.6318
2020-07-01 | LSI_HV | Simple method region | 1459340.4559 | 0.5722 | 835034.6088 | TOPE | 0.00034249 | 285.9944 | Simple method | 249.9906
2020-07-01 | LSI_HV | Simple method region | 1459340.4559 | 0.5722 | 835034.6088 | TRNZ | 9.1576e-05 | 76.4694 | Simple method | 66.8427
2020-07-01 | LSI_HV | Simple method region | 1459340.4559 | 0.5722 | 835034.6088 | TRUG | 0.00023772 | 198.507 | Simple method | 173.517
2020-07-01 | LSI_HV | Simple method region | 1459340.4559 | 0.5722 | 835034.6088 | UNET | 0.0039412 | 3290.9991 | Simple method | 2876.6961
2020-07-01 | LSI_HV | Simple method region | 1459340.4559 | 0.5722 | 835034.6088 | UNIS | 0.0016239 | 1356.0475 | Simple method | 1185.335
2020-07-01 | LSI_HV | Simple method region | 1459340.4559 | 0.5722 | 835034.6088 | VECT | 0.018296 | 15278.2071 | Simple method | 13354.8376
2020-07-01 | LSI_HV | Simple method region | 1459340.4559 | 0.5722 | 835034.6088 | WAIP | 0.00048314 | 403.442 | Simple method | 352.6528
2020-07-01 | LSI_HV | Simple method region | 1459340.4559 | 0.5722 | 835034.6088 | WATA | 0.0030459 | 2543.4298 | Simple method | 2223.2381
2020-07-01 | LSI_HV | Simple method region | 1459340.4559 | 0.5722 | 835034.6088 | WAV1 | 0.00010946 | 91.4007 | Simple method | 79.8943
2020-07-01 | LSI_HV | Simple method region | 1459340.4559 | 0.5722 | 835034.6088 | WELE | 0.0019387 | 1618.8402 | Simple method | 1415.0448
2020-07-01 | LSI_HV | Simple method region | 1459340.4559 | 0.5722 | 835034.6088 | WNST | 0.00049305 | 411.7158 | Simple method | 359.885
2020-07-01 | LSI_HV | Simple method region | 1459340.4559 | 0.5722 | 835034.6088 | WPOW | 0.0013646 | 1139.4578 | Simple method | 996.0118
2020-07-01 | LSI_HV | Simple method region | 1459340.4559 | 0.5722 | 835034.6088 | WTOM | 0.00032814 | 274.0055 | Simple method | 239.511
2020-08-01 | LSI_HV | Simple method region | 1191708.3355 | 0.9035 | 1076708.4811 | ALPE | 0.0075403 | 8118.7 | Simple method | 7096.639
2020-08-01 | LSI_HV | Simple method region | 1191708.3355 | 0.9035 | 1076708.4811 | BUEL | 0.00037773 | 406.7017 | Simple method | 355.5022
2020-08-01 | LSI_HV | Simple method region | 1191708.3355 | 0.9035 | 1076708.4811 | CHBP | 0.00012205 | 131.4113 | Simple method | 114.8679
2020-08-01 | LSI_HV | Simple method region | 1191708.3355 | 0.9035 | 1076708.4811 | COUP | 0.0007726 | 831.8631 | Simple method | 727.1401
2020-08-01 | LSI_HV | Simple method region | 1191708.3355 | 0.9035 | 1076708.4811 | CTCT | 0.14218 | 153083.0541 | Simple method | 133811.4683
2020-08-01 | LSI_HV | Simple method region | 1191708.3355 | 0.9035 | 1076708.4811 | DUNE | 0.047004 | 50609.5955 | Simple method | 44238.3667
2020-08-01 | LSI_HV | Simple method region | 1191708.3355 | 0.9035 | 1076708.4811 | EASH | 0.005719 | 6157.7368 | Simple method | 5382.5409
2020-08-01 | LSI_HV | Simple method region | 1191708.3355 | 0.9035 | 1076708.4811 | EAST | 0.00032419 | 349.0607 | Simple method | 305.1176
2020-08-01 | LSI_HV | Simple method region | 1191708.3355 | 0.9035 | 1076708.4811 | GENE | 0.0037852 | 4075.5627 | Simple method | 3562.4912
2020-08-01 | LSI_HV | Simple method region | 1191708.3355 | 0.9035 | 1076708.4811 | HORO | 0.00062323 | 671.0376 | Simple method | 586.5608
2020-08-01 | LSI_HV | Simple method region | 1191708.3355 | 0.9035 | 1076708.4811 | HRZE | 0.00068027 | 732.4575 | Simple method | 640.2486
2020-08-01 | LSI_HV | Simple method region | 1191708.3355 | 0.9035 | 1076708.4811 | KIWI | 1.5932e-06 | 1.7154 | Simple method | 1.4994
2020-08-01 | LSI_HV | Simple method region | 1191708.3355 | 0.9035 | 1076708.4811 | KUPE | 6.3349e-05 | 68.208 | Simple method | 59.6213
2020-08-01 | LSI_HV | Simple method region | 1191708.3355 | 0.9035 | 1076708.4811 | MARL | 0.00364 | 3919.2268 | Simple method | 3425.8364
2020-08-01 | LSI_HV | Simple method region | 1191708.3355 | 0.9035 | 1076708.4811 | MELT | 2.8521e-06 | 3.0709 | Simple method | 2.6843
2020-08-01 | LSI_HV | Simple method region | 1191708.3355 | 0.9035 | 1076708.4811 | MELW | 1.1416e-06 | 1.2292 | Simple method | 1.0745
2020-08-01 | LSI_HV | Simple method region | 1191708.3355 | 0.9035 | 1076708.4811 | MERI | 0.35174 | 378720.1838 | Simple method | 331043.1985
2020-08-01 | LSI_HV | Simple method region | 1191708.3355 | 0.9035 | 1076708.4811 | METH | 5.1258e-05 | 55.1904 | Simple method | 48.2425
2020-08-01 | LSI_HV | Simple method region | 1191708.3355 | 0.9035 | 1076708.4811 | MPOW | 0.0065753 | 7079.6454 | Simple method | 6188.3907
2020-08-01 | LSI_HV | Simple method region | 1191708.3355 | 0.9035 | 1076708.4811 | MRPL | 0.00068935 | 742.2266 | Simple method | 648.7879
2020-08-01 | LSI_HV | Simple method region | 1191708.3355 | 0.9035 | 1076708.4811 | MSVP | 0.00018692 | 201.2579 | Simple method | 175.9216
2020-08-01 | LSI_HV | Simple method region | 1191708.3355 | 0.9035 | 1076708.4811 | NAPA | 0.00028336 | 305.098 | Simple method | 266.6893
2020-08-01 | LSI_HV | Simple method region | 1191708.3355 | 0.9035 | 1076708.4811 | NELS | 0.0005992 | 645.1664 | Simple method | 563.9466
2020-08-01 | LSI_HV | Simple method region | 1191708.3355 | 0.9035 | 1076708.4811 | NPOW | 0.0023437 | 2523.4347 | Simple method | 2205.7602
2020-08-01 | LSI_HV | Simple method region | 1191708.3355 | 0.9035 | 1076708.4811 | NTRG | 0.00017304 | 186.3163 | Simple method | 162.861
2020-08-01 | LSI_HV | Simple method region | 1191708.3355 | 0.9035 | 1076708.4811 | NZAS | 0.29233 | 314758.04 | Simple method | 275133.2323
2020-08-01 | LSI_HV | Simple method region | 1191708.3355 | 0.9035 | 1076708.4811 | NZST | 0.00086494 | 931.2877 | Simple method | 814.0482
2020-08-01 | LSI_HV | Simple method region | 1191708.3355 | 0.9035 | 1076708.4811 | OMVP | 8.2271e-05 | 88.5818 | Simple method | 77.4303
2020-08-01 | LSI_HV | Simple method region | 1191708.3355 | 0.9035 | 1076708.4811 | ORON | 0.035142 | 37837.8001 | Simple method | 33074.4093
2020-08-01 | LSI_HV | Simple method region | 1191708.3355 | 0.9035 | 1076708.4811 | PANP | 0.00095602 | 1029.3576 | Simple method | 899.772
2020-08-01 | LSI_HV | Simple method region | 1191708.3355 | 0.9035 | 1076708.4811 | POCO | 0.0043672 | 4702.1773 | Simple method | 4110.2215
2020-08-01 | LSI_HV | Simple method region | 1191708.3355 | 0.9035 | 1076708.4811 | POWN | 0.04889 | 52640.6415 | Simple method | 46013.7249
2020-08-01 | LSI_HV | Simple method region | 1191708.3355 | 0.9035 | 1076708.4811 | RAYN | 0.0014148 | 1523.3027 | Simple method | 1331.5346
2020-08-01 | LSI_HV | Simple method region | 1191708.3355 | 0.9035 | 1076708.4811 | SCAN | 8.5501e-05 | 92.0597 | Simple method | 80.4703
2020-08-01 | LSI_HV | Simple method region | 1191708.3355 | 0.9035 | 1076708.4811 | SCGL | 2.5971e-06 | 2.7963 | Simple method | 2.4443
2020-08-01 | LSI_HV | Simple method region | 1191708.3355 | 0.9035 | 1076708.4811 | SHPK | 8.5086e-07 | 0.91613 | Simple method | 0.8008
2020-08-01 | LSI_HV | Simple method region | 1191708.3355 | 0.9035 | 1076708.4811 | SKOG | 0.00077707 | 836.6777 | Simple method | 731.3485
2020-08-01 | LSI_HV | Simple method region | 1191708.3355 | 0.9035 | 1076708.4811 | SOLE | 5.8377e-06 | 6.2855 | Simple method | 5.4942
2020-08-01 | LSI_HV | Simple method region | 1191708.3355 | 0.9035 | 1076708.4811 | SOU2 | 3.7923e-06 | 4.0832 | Simple method | 3.5692
2020-08-01 | LSI_HV | Simple method region | 1191708.3355 | 0.9035 | 1076708.4811 | TARW | 0.00010647 | 114.6354 | Simple method | 100.204
2020-08-01 | LSI_HV | Simple method region | 1191708.3355 | 0.9035 | 1076708.4811 | TASM | 0.0071861 | 7737.3615 | Simple method | 6763.3071
2020-08-01 | LSI_HV | Simple method region | 1191708.3355 | 0.9035 | 1076708.4811 | TBOP | 1.2387e-06 | 1.3337 | Simple method | 1.1658
2020-08-01 | LSI_HV | Simple method region | 1191708.3355 | 0.9035 | 1076708.4811 | TOD3 | 7.7157e-06 | 8.3076 | Simple method | 7.2617
2020-08-01 | LSI_HV | Simple method region | 1191708.3355 | 0.9035 | 1076708.4811 | TOPE | 0.00034249 | 368.7663 | Simple method | 322.3424
2020-08-01 | LSI_HV | Simple method region | 1191708.3355 | 0.9035 | 1076708.4811 | TRNZ | 9.1576e-05 | 98.601 | Simple method | 86.1881
2020-08-01 | LSI_HV | Simple method region | 1191708.3355 | 0.9035 | 1076708.4811 | TRUG | 0.00023772 | 255.9585 | Simple method | 223.7359
2020-08-01 | LSI_HV | Simple method region | 1191708.3355 | 0.9035 | 1076708.4811 | UNET | 0.0039412 | 4243.4728 | Simple method | 3709.2631
2020-08-01 | LSI_HV | Simple method region | 1191708.3355 | 0.9035 | 1076708.4811 | UNIS | 0.0016239 | 1748.5117 | Simple method | 1528.392
2020-08-01 | LSI_HV | Simple method region | 1191708.3355 | 0.9035 | 1076708.4811 | VECT | 0.018296 | 19699.992 | Simple method | 17219.9652
2020-08-01 | LSI_HV | Simple method region | 1191708.3355 | 0.9035 | 1076708.4811 | WAIP | 0.00048314 | 520.2053 | Simple method | 454.7168
2020-08-01 | LSI_HV | Simple method region | 1191708.3355 | 0.9035 | 1076708.4811 | WATA | 0.0030459 | 3279.5436 | Simple method | 2866.6827
2020-08-01 | LSI_HV | Simple method region | 1191708.3355 | 0.9035 | 1076708.4811 | WAV1 | 0.00010946 | 117.8537 | Simple method | 103.0172
2020-08-01 | LSI_HV | Simple method region | 1191708.3355 | 0.9035 | 1076708.4811 | WELE | 0.0019387 | 2087.3613 | Simple method | 1824.5839
2020-08-01 | LSI_HV | Simple method region | 1191708.3355 | 0.9035 | 1076708.4811 | WNST | 0.00049305 | 530.8737 | Simple method | 464.0421
2020-08-01 | LSI_HV | Simple method region | 1191708.3355 | 0.9035 | 1076708.4811 | WPOW | 0.0013646 | 1469.2372 | Simple method | 1284.2753
2020-08-01 | LSI_HV | Simple method region | 1191708.3355 | 0.9035 | 1076708.4811 | WTOM | 0.00032814 | 353.3076 | Simple method | 308.8298
2020-09-01 | LSI_HV | Simple method region | 1947989.8669 | 0.5459 | 1063407.6683 | ALPE | 0.0075403 | 8018.408 | Simple method | 7008.9727
2020-09-01 | LSI_HV | Simple method region | 1947989.8669 | 0.5459 | 1063407.6683 | BUEL | 0.00037773 | 401.6777 | Simple method | 351.1106
2020-09-01 | LSI_HV | Simple method region | 1947989.8669 | 0.5459 | 1063407.6683 | CHBP | 0.00012205 | 129.7879 | Simple method | 113.449
2020-09-01 | LSI_HV | Simple method region | 1947989.8669 | 0.5459 | 1063407.6683 | COUP | 0.0007726 | 821.587 | Simple method | 718.1576
2020-09-01 | LSI_HV | Simple method region | 1947989.8669 | 0.5459 | 1063407.6683 | CTCT | 0.14218 | 151191.986 | Simple method | 132158.4663
2020-09-01 | LSI_HV | Simple method region | 1947989.8669 | 0.5459 | 1063407.6683 | DUNE | 0.047004 | 49984.4042 | Simple method | 43691.8806
2020-09-01 | LSI_HV | Simple method region | 1947989.8669 | 0.5459 | 1063407.6683 | EASH | 0.005719 | 6081.669 | Simple method | 5316.0492
2020-09-01 | LSI_HV | Simple method region | 1947989.8669 | 0.5459 | 1063407.6683 | EAST | 0.00032419 | 344.7487 | Simple method | 301.3484
2020-09-01 | LSI_HV | Simple method region | 1947989.8669 | 0.5459 | 1063407.6683 | GENE | 0.0037852 | 4025.2164 | Simple method | 3518.4829
2020-09-01 | LSI_HV | Simple method region | 1947989.8669 | 0.5459 | 1063407.6683 | HORO | 0.00062323 | 662.7481 | Simple method | 579.3149
2020-09-01 | LSI_HV | Simple method region | 1947989.8669 | 0.5459 | 1063407.6683 | HRZE | 0.00068027 | 723.4093 | Simple method | 632.3395
2020-09-01 | LSI_HV | Simple method region | 1947989.8669 | 0.5459 | 1063407.6683 | KIWI | 1.5932e-06 | 1.6942 | Simple method | 1.4809
2020-09-01 | LSI_HV | Simple method region | 1947989.8669 | 0.5459 | 1063407.6683 | KUPE | 6.3349e-05 | 67.3654 | Simple method | 58.8848
2020-09-01 | LSI_HV | Simple method region | 1947989.8669 | 0.5459 | 1063407.6683 | MARL | 0.00364 | 3870.8118 | Simple method | 3383.5163
2020-09-01 | LSI_HV | Simple method region | 1947989.8669 | 0.5459 | 1063407.6683 | MELT | 2.8521e-06 | 3.033 | Simple method | 2.6511
2020-09-01 | LSI_HV | Simple method region | 1947989.8669 | 0.5459 | 1063407.6683 | MELW | 1.1416e-06 | 1.214 | Simple method | 1.0612
2020-09-01 | LSI_HV | Simple method region | 1947989.8669 | 0.5459 | 1063407.6683 | MERI | 0.35174 | 374041.7715 | Simple method | 326953.7503
2020-09-01 | LSI_HV | Simple method region | 1947989.8669 | 0.5459 | 1063407.6683 | METH | 5.1258e-05 | 54.5086 | Simple method | 47.6465
2020-09-01 | LSI_HV | Simple method region | 1947989.8669 | 0.5459 | 1063407.6683 | MPOW | 0.0065753 | 6992.189 | Simple method | 6111.9441
2020-09-01 | LSI_HV | Simple method region | 1947989.8669 | 0.5459 | 1063407.6683 | MRPL | 0.00068935 | 733.0578 | Simple method | 640.7733
2020-09-01 | LSI_HV | Simple method region | 1947989.8669 | 0.5459 | 1063407.6683 | MSVP | 0.00018692 | 198.7717 | Simple method | 173.7484
2020-09-01 | LSI_HV | Simple method region | 1947989.8669 | 0.5459 | 1063407.6683 | NAPA | 0.00028336 | 301.3291 | Simple method | 263.3948
2020-09-01 | LSI_HV | Simple method region | 1947989.8669 | 0.5459 | 1063407.6683 | NELS | 0.0005992 | 637.1965 | Simple method | 556.98
2020-09-01 | LSI_HV | Simple method region | 1947989.8669 | 0.5459 | 1063407.6683 | NPOW | 0.0023437 | 2492.2622 | Simple method | 2178.512
2020-09-01 | LSI_HV | Simple method region | 1947989.8669 | 0.5459 | 1063407.6683 | NTRG | 0.00017304 | 184.0147 | Simple method | 160.8491
2020-09-01 | LSI_HV | Simple method region | 1947989.8669 | 0.5459 | 1063407.6683 | NZAS | 0.29233 | 310869.7658 | Simple method | 271734.452
2020-09-01 | LSI_HV | Simple method region | 1947989.8669 | 0.5459 | 1063407.6683 | NZST | 0.00086494 | 919.7833 | Simple method | 803.9921
2020-09-01 | LSI_HV | Simple method region | 1947989.8669 | 0.5459 | 1063407.6683 | OMVP | 8.2271e-05 | 87.4876 | Simple method | 76.4738
2020-09-01 | LSI_HV | Simple method region | 1947989.8669 | 0.5459 | 1063407.6683 | ORON | 0.035142 | 37370.3815 | Simple method | 32665.8339
2020-09-01 | LSI_HV | Simple method region | 1947989.8669 | 0.5459 | 1063407.6683 | PANP | 0.00095602 | 1016.6417 | Simple method | 888.657
2020-09-01 | LSI_HV | Simple method region | 1947989.8669 | 0.5459 | 1063407.6683 | POCO | 0.0043672 | 4644.0903 | Simple method | 4059.447
2020-09-01 | LSI_HV | Simple method region | 1947989.8669 | 0.5459 | 1063407.6683 | POWN | 0.04889 | 51990.3603 | Simple method | 45445.3074
2020-09-01 | LSI_HV | Simple method region | 1947989.8669 | 0.5459 | 1063407.6683 | RAYN | 0.0014148 | 1504.4851 | Simple method | 1315.0858
2020-09-01 | LSI_HV | Simple method region | 1947989.8669 | 0.5459 | 1063407.6683 | SCAN | 8.5501e-05 | 90.9225 | Simple method | 79.4763
2020-09-01 | LSI_HV | Simple method region | 1947989.8669 | 0.5459 | 1063407.6683 | SCGL | 2.5971e-06 | 2.7618 | Simple method | 2.4141
2020-09-01 | LSI_HV | Simple method region | 1947989.8669 | 0.5459 | 1063407.6683 | SHPK | 8.5086e-07 | 0.90481 | Simple method | 0.79091
2020-09-01 | LSI_HV | Simple method region | 1947989.8669 | 0.5459 | 1063407.6683 | SKOG | 0.00077707 | 826.342 | Simple method | 722.314
2020-09-01 | LSI_HV | Simple method region | 1947989.8669 | 0.5459 | 1063407.6683 | SOLE | 5.8377e-06 | 6.2078 | Simple method | 5.4263
2020-09-01 | LSI_HV | Simple method region | 1947989.8669 | 0.5459 | 1063407.6683 | SOU2 | 3.7923e-06 | 4.0327 | Simple method | 3.5251
2020-09-01 | LSI_HV | Simple method region | 1947989.8669 | 0.5459 | 1063407.6683 | TARW | 0.00010647 | 113.2193 | Simple method | 98.9662
2020-09-01 | LSI_HV | Simple method region | 1947989.8669 | 0.5459 | 1063407.6683 | TASM | 0.0071861 | 7641.7802 | Simple method | 6679.7585
2020-09-01 | LSI_HV | Simple method region | 1947989.8669 | 0.5459 | 1063407.6683 | TBOP | 1.2387e-06 | 1.3172 | Simple method | 1.1514
2020-09-01 | LSI_HV | Simple method region | 1947989.8669 | 0.5459 | 1063407.6683 | TOD3 | 7.7157e-06 | 8.2049 | Simple method | 7.172
2020-09-01 | LSI_HV | Simple method region | 1947989.8669 | 0.5459 | 1063407.6683 | TOPE | 0.00034249 | 364.2108 | Simple method | 318.3604
2020-09-01 | LSI_HV | Simple method region | 1947989.8669 | 0.5459 | 1063407.6683 | TRNZ | 9.1576e-05 | 97.3829 | Simple method | 85.1234
2020-09-01 | LSI_HV | Simple method region | 1947989.8669 | 0.5459 | 1063407.6683 | TRUG | 0.00023772 | 252.7966 | Simple method | 220.9721
2020-09-01 | LSI_HV | Simple method region | 1947989.8669 | 0.5459 | 1063407.6683 | UNET | 0.0039412 | 4191.0522 | Simple method | 3663.4418
2020-09-01 | LSI_HV | Simple method region | 1947989.8669 | 0.5459 | 1063407.6683 | UNIS | 0.0016239 | 1726.912 | Simple method | 1509.5115
2020-09-01 | LSI_HV | Simple method region | 1947989.8669 | 0.5459 | 1063407.6683 | VECT | 0.018296 | 19456.6338 | Simple method | 17007.2432
2020-09-01 | LSI_HV | Simple method region | 1947989.8669 | 0.5459 | 1063407.6683 | WAIP | 0.00048314 | 513.7791 | Simple method | 449.0996
2020-09-01 | LSI_HV | Simple method region | 1947989.8669 | 0.5459 | 1063407.6683 | WATA | 0.0030459 | 3239.0307 | Simple method | 2831.27
2020-09-01 | LSI_HV | Simple method region | 1947989.8669 | 0.5459 | 1063407.6683 | WAV1 | 0.00010946 | 116.3979 | Simple method | 101.7446
2020-09-01 | LSI_HV | Simple method region | 1947989.8669 | 0.5459 | 1063407.6683 | WELE | 0.0019387 | 2061.5757 | Simple method | 1802.0445
2020-09-01 | LSI_HV | Simple method region | 1947989.8669 | 0.5459 | 1063407.6683 | WNST | 0.00049305 | 524.3157 | Simple method | 458.3097
2020-09-01 | LSI_HV | Simple method region | 1947989.8669 | 0.5459 | 1063407.6683 | WPOW | 0.0013646 | 1451.0874 | Simple method | 1268.4104
2020-09-01 | LSI_HV | Simple method region | 1947989.8669 | 0.5459 | 1063407.6683 | WTOM | 0.00032814 | 348.9431 | Simple method | 305.0147
2020-10-01 | LSI_HV | Simple method region | 2140982.7603 | 0.4566 | 977572.7284 | ALPE | 0.0075403 | 7371.1871 | Simple method | 6443.2303
2020-10-01 | LSI_HV | Simple method region | 2140982.7603 | 0.4566 | 977572.7284 | BUEL | 0.00037773 | 369.2555 | Simple method | 322.77
2020-10-01 | LSI_HV | Simple method region | 2140982.7603 | 0.4566 | 977572.7284 | CHBP | 0.00012205 | 119.3119 | Simple method | 104.2917
2020-10-01 | LSI_HV | Simple method region | 2140982.7603 | 0.4566 | 977572.7284 | COUP | 0.0007726 | 755.271 | Simple method | 660.1902
2020-10-01 | LSI_HV | Simple method region | 2140982.7603 | 0.4566 | 977572.7284 | CTCT | 0.14218 | 138988.2419 | Simple method | 121491.0483
2020-10-01 | LSI_HV | Simple method region | 2140982.7603 | 0.4566 | 977572.7284 | DUNE | 0.047004 | 45949.8195 | Simple method | 40165.2087
2020-10-01 | LSI_HV | Simple method region | 2140982.7603 | 0.4566 | 977572.7284 | EASH | 0.005719 | 5590.7757 | Simple method | 4886.9544
2020-10-01 | LSI_HV | Simple method region | 2140982.7603 | 0.4566 | 977572.7284 | EAST | 0.00032419 | 316.9217 | Simple method | 277.0245
2020-10-01 | LSI_HV | Simple method region | 2140982.7603 | 0.4566 | 977572.7284 | GENE | 0.0037852 | 3700.3135 | Simple method | 3234.482
2020-10-01 | LSI_HV | Simple method region | 2140982.7603 | 0.4566 | 977572.7284 | HORO | 0.00062323 | 609.2531 | Simple method | 532.5544
2020-10-01 | LSI_HV | Simple method region | 2140982.7603 | 0.4566 | 977572.7284 | HRZE | 0.00068027 | 665.018 | Simple method | 581.299
2020-10-01 | LSI_HV | Simple method region | 2140982.7603 | 0.4566 | 977572.7284 | KIWI | 1.5932e-06 | 1.5574 | Simple method | 1.3614
2020-10-01 | LSI_HV | Simple method region | 2140982.7603 | 0.4566 | 977572.7284 | KUPE | 6.3349e-05 | 61.9279 | Simple method | 54.1318
2020-10-01 | LSI_HV | Simple method region | 2140982.7603 | 0.4566 | 977572.7284 | MARL | 0.00364 | 3558.372 | Simple method | 3110.4094
2020-10-01 | LSI_HV | Simple method region | 2140982.7603 | 0.4566 | 977572.7284 | MELT | 2.8521e-06 | 2.7882 | Simple method | 2.4372
2020-10-01 | LSI_HV | Simple method region | 2140982.7603 | 0.4566 | 977572.7284 | MELW | 1.1416e-06 | 1.116 | Simple method | 0.97553
2020-10-01 | LSI_HV | Simple method region | 2140982.7603 | 0.4566 | 977572.7284 | MERI | 0.35174 | 343850.2899 | Simple method | 300563.0665
2020-10-01 | LSI_HV | Simple method region | 2140982.7603 | 0.4566 | 977572.7284 | METH | 5.1258e-05 | 50.1088 | Simple method | 43.8006
2020-10-01 | LSI_HV | Simple method region | 2140982.7603 | 0.4566 | 977572.7284 | MPOW | 0.0065753 | 6427.8014 | Simple method | 5618.6071
2020-10-01 | LSI_HV | Simple method region | 2140982.7603 | 0.4566 | 977572.7284 | MRPL | 0.00068935 | 673.8876 | Simple method | 589.0521
2020-10-01 | LSI_HV | Simple method region | 2140982.7603 | 0.4566 | 977572.7284 | MSVP | 0.00018692 | 182.7275 | Simple method | 159.724
2020-10-01 | LSI_HV | Simple method region | 2140982.7603 | 0.4566 | 977572.7284 | NAPA | 0.00028336 | 277.0067 | Simple method | 242.1344
2020-10-01 | LSI_HV | Simple method region | 2140982.7603 | 0.4566 | 977572.7284 | NELS | 0.0005992 | 585.764 | Simple method | 512.0223
2020-10-01 | LSI_HV | Simple method region | 2140982.7603 | 0.4566 | 977572.7284 | NPOW | 0.0023437 | 2291.0946 | Simple method | 2002.6693
2020-10-01 | LSI_HV | Simple method region | 2140982.7603 | 0.4566 | 977572.7284 | NTRG | 0.00017304 | 169.1616 | Simple method | 147.8659
2020-10-01 | LSI_HV | Simple method region | 2140982.7603 | 0.4566 | 977572.7284 | NZAS | 0.29233 | 285777.3309 | Simple method | 249800.8972
2020-10-01 | LSI_HV | Simple method region | 2140982.7603 | 0.4566 | 977572.7284 | NZST | 0.00086494 | 845.5413 | Simple method | 739.0963
2020-10-01 | LSI_HV | Simple method region | 2140982.7603 | 0.4566 | 977572.7284 | OMVP | 8.2271e-05 | 80.4259 | Simple method | 70.3011
2020-10-01 | LSI_HV | Simple method region | 2140982.7603 | 0.4566 | 977572.7284 | ORON | 0.035142 | 34353.9612 | Simple method | 30029.15
2020-10-01 | LSI_HV | Simple method region | 2140982.7603 | 0.4566 | 977572.7284 | PANP | 0.00095602 | 934.5816 | Simple method | 816.9274
2020-10-01 | LSI_HV | Simple method region | 2140982.7603 | 0.4566 | 977572.7284 | POCO | 0.0043672 | 4269.2339 | Simple method | 3731.7811
2020-10-01 | LSI_HV | Simple method region | 2140982.7603 | 0.4566 | 977572.7284 | POWN | 0.04889 | 47793.8611 | Simple method | 41777.1044
2020-10-01 | LSI_HV | Simple method region | 2140982.7603 | 0.4566 | 977572.7284 | RAYN | 0.0014148 | 1383.0477 | Simple method | 1208.9362
2020-10-01 | LSI_HV | Simple method region | 2140982.7603 | 0.4566 | 977572.7284 | SCAN | 8.5501e-05 | 83.5835 | Simple method | 73.0612
2020-10-01 | LSI_HV | Simple method region | 2140982.7603 | 0.4566 | 977572.7284 | SCGL | 2.5971e-06 | 2.5388 | Simple method | 2.2192
2020-10-01 | LSI_HV | Simple method region | 2140982.7603 | 0.4566 | 977572.7284 | SHPK | 8.5086e-07 | 0.83178 | Simple method | 0.72707
2020-10-01 | LSI_HV | Simple method region | 2140982.7603 | 0.4566 | 977572.7284 | SKOG | 0.00077707 | 759.6423 | Simple method | 664.0111
2020-10-01 | LSI_HV | Simple method region | 2140982.7603 | 0.4566 | 977572.7284 | SOLE | 5.8377e-06 | 5.7068 | Simple method | 4.9883
2020-10-01 | LSI_HV | Simple method region | 2140982.7603 | 0.4566 | 977572.7284 | SOU2 | 3.7923e-06 | 3.7072 | Simple method | 3.2405
2020-10-01 | LSI_HV | Simple method region | 2140982.7603 | 0.4566 | 977572.7284 | TARW | 0.00010647 | 104.0806 | Simple method | 90.9779
2020-10-01 | LSI_HV | Simple method region | 2140982.7603 | 0.4566 | 977572.7284 | TASM | 0.0071861 | 7024.9596 | Simple method | 6140.5893
2020-10-01 | LSI_HV | Simple method region | 2140982.7603 | 0.4566 | 977572.7284 | TBOP | 1.2387e-06 | 1.2109 | Simple method | 1.0584
2020-10-01 | LSI_HV | Simple method region | 2140982.7603 | 0.4566 | 977572.7284 | TOD3 | 7.7157e-06 | 7.5427 | Simple method | 6.5931
2020-10-01 | LSI_HV | Simple method region | 2140982.7603 | 0.4566 | 977572.7284 | TOPE | 0.00034249 | 334.8128 | Simple method | 292.6633
2020-10-01 | LSI_HV | Simple method region | 2140982.7603 | 0.4566 | 977572.7284 | TRNZ | 9.1576e-05 | 89.5225 | Simple method | 78.2525
2020-10-01 | LSI_HV | Simple method region | 2140982.7603 | 0.4566 | 977572.7284 | TRUG | 0.00023772 | 232.3916 | Simple method | 203.1359
2020-10-01 | LSI_HV | Simple method region | 2140982.7603 | 0.4566 | 977572.7284 | UNET | 0.0039412 | 3852.7636 | Simple method | 3367.7402
2020-10-01 | LSI_HV | Simple method region | 2140982.7603 | 0.4566 | 977572.7284 | UNIS | 0.0016239 | 1587.5211 | Simple method | 1387.6684
2020-10-01 | LSI_HV | Simple method region | 2140982.7603 | 0.4566 | 977572.7284 | VECT | 0.018296 | 17886.1552 | Simple method | 15634.4717
2020-10-01 | LSI_HV | Simple method region | 2140982.7603 | 0.4566 | 977572.7284 | WAIP | 0.00048314 | 472.3084 | Simple method | 412.8496
2020-10-01 | LSI_HV | Simple method region | 2140982.7603 | 0.4566 | 977572.7284 | WATA | 0.0030459 | 2977.5863 | Simple method | 2602.7387
2020-10-01 | LSI_HV | Simple method region | 2140982.7603 | 0.4566 | 977572.7284 | WAV1 | 0.00010946 | 107.0026 | Simple method | 93.5321
2020-10-01 | LSI_HV | Simple method region | 2140982.7603 | 0.4566 | 977572.7284 | WELE | 0.0019387 | 1895.1717 | Simple method | 1656.5891
2020-10-01 | LSI_HV | Simple method region | 2140982.7603 | 0.4566 | 977572.7284 | WNST | 0.00049305 | 481.9946 | Simple method | 421.3164
2020-10-01 | LSI_HV | Simple method region | 2140982.7603 | 0.4566 | 977572.7284 | WPOW | 0.0013646 | 1333.9602 | Simple method | 1166.0283
2020-10-01 | LSI_HV | Simple method region | 2140982.7603 | 0.4566 | 977572.7284 | WTOM | 0.00032814 | 320.7775 | Simple method | 280.3949
2020-11-01 | LSI_HV | Simple method region | 978198.7645 | 0.545 | 533118.3266 | ALPE | 0.0075403 | 4019.8697 | Simple method | 3513.8093
2020-11-01 | LSI_HV | Simple method region | 978198.7645 | 0.545 | 533118.3266 | BUEL | 0.00037773 | 201.3731 | Simple method | 176.0223
2020-11-01 | LSI_HV | Simple method region | 978198.7645 | 0.545 | 533118.3266 | CHBP | 0.00012205 | 65.0666 | Simple method | 56.8754
2020-11-01 | LSI_HV | Simple method region | 978198.7645 | 0.545 | 533118.3266 | COUP | 0.0007726 | 411.8863 | Simple method | 360.0341
2020-11-01 | LSI_HV | Simple method region | 978198.7645 | 0.545 | 533118.3266 | CTCT | 0.14218 | 75797.1011 | Simple method | 66255.0238
2020-11-01 | LSI_HV | Simple method region | 978198.7645 | 0.545 | 533118.3266 | DUNE | 0.047004 | 25058.6889 | Simple method | 21904.0571
2020-11-01 | LSI_HV | Simple method region | 978198.7645 | 0.545 | 533118.3266 | EASH | 0.005719 | 3048.924 | Simple method | 2665.0958
2020-11-01 | LSI_HV | Simple method region | 978198.7645 | 0.545 | 533118.3266 | EAST | 0.00032419 | 172.8329 | Simple method | 151.075
2020-11-01 | LSI_HV | Simple method region | 978198.7645 | 0.545 | 533118.3266 | GENE | 0.0037852 | 2017.9623 | Simple method | 1763.9216
2020-11-01 | LSI_HV | Simple method region | 978198.7645 | 0.545 | 533118.3266 | HORO | 0.00062323 | 332.2556 | Simple method | 290.428
2020-11-01 | LSI_HV | Simple method region | 978198.7645 | 0.545 | 533118.3266 | HRZE | 0.00068027 | 362.6669 | Simple method | 317.0109
2020-11-01 | LSI_HV | Simple method region | 978198.7645 | 0.545 | 533118.3266 | KIWI | 1.5932e-06 | 0.84934 | Simple method | 0.74242
2020-11-01 | LSI_HV | Simple method region | 978198.7645 | 0.545 | 533118.3266 | KUPE | 6.3349e-05 | 33.7723 | Simple method | 29.5207
2020-11-01 | LSI_HV | Simple method region | 978198.7645 | 0.545 | 533118.3266 | MARL | 0.00364 | 1940.5547 | Simple method | 1696.2587
2020-11-01 | LSI_HV | Simple method region | 978198.7645 | 0.545 | 533118.3266 | MELT | 2.8521e-06 | 1.5205 | Simple method | 1.3291
2020-11-01 | LSI_HV | Simple method region | 978198.7645 | 0.545 | 533118.3266 | MELW | 1.1416e-06 | 0.60862 | Simple method | 0.532
2020-11-01 | LSI_HV | Simple method region | 978198.7645 | 0.545 | 533118.3266 | MERI | 0.35174 | 187518.4177 | Simple method | 163911.7729
2020-11-01 | LSI_HV | Simple method region | 978198.7645 | 0.545 | 533118.3266 | METH | 5.1258e-05 | 27.3268 | Simple method | 23.8866
2020-11-01 | LSI_HV | Simple method region | 978198.7645 | 0.545 | 533118.3266 | MPOW | 0.0065753 | 3505.3952 | Simple method | 3064.1019
2020-11-01 | LSI_HV | Simple method region | 978198.7645 | 0.545 | 533118.3266 | MRPL | 0.00068935 | 367.504 | Simple method | 321.239
2020-11-01 | LSI_HV | Simple method region | 978198.7645 | 0.545 | 533118.3266 | MSVP | 0.00018692 | 99.6503 | Simple method | 87.1053
2020-11-01 | LSI_HV | Simple method region | 978198.7645 | 0.545 | 533118.3266 | NAPA | 0.00028336 | 151.0654 | Simple method | 132.0478
2020-11-01 | LSI_HV | Simple method region | 978198.7645 | 0.545 | 533118.3266 | NELS | 0.0005992 | 319.4458 | Simple method | 279.2309
2020-11-01 | LSI_HV | Simple method region | 978198.7645 | 0.545 | 533118.3266 | NPOW | 0.0023437 | 1249.4462 | Simple method | 1092.1537
2020-11-01 | LSI_HV | Simple method region | 978198.7645 | 0.545 | 533118.3266 | NTRG | 0.00017304 | 92.2521 | Simple method | 80.6385
2020-11-01 | LSI_HV | Simple method region | 978198.7645 | 0.545 | 533118.3266 | NZAS | 0.29233 | 155848.3866 | Simple method | 136228.6738
2020-11-01 | LSI_HV | Simple method region | 978198.7645 | 0.545 | 533118.3266 | NZST | 0.00086494 | 461.1151 | Simple method | 403.0655
2020-11-01 | LSI_HV | Simple method region | 978198.7645 | 0.545 | 533118.3266 | OMVP | 8.2271e-05 | 43.8602 | Simple method | 38.3386
2020-11-01 | LSI_HV | Simple method region | 978198.7645 | 0.545 | 533118.3266 | ORON | 0.035142 | 18734.899 | Simple method | 16376.3674
2020-11-01 | LSI_HV | Simple method region | 978198.7645 | 0.545 | 533118.3266 | PANP | 0.00095602 | 509.6731 | Simple method | 445.5105
2020-11-01 | LSI_HV | Simple method region | 978198.7645 | 0.545 | 533118.3266 | POCO | 0.0043672 | 2328.2225 | Simple method | 2035.1232
2020-11-01 | LSI_HV | Simple method region | 978198.7645 | 0.545 | 533118.3266 | POWN | 0.04889 | 26064.3352 | Simple method | 22783.1028
2020-11-01 | LSI_HV | Simple method region | 978198.7645 | 0.545 | 533118.3266 | RAYN | 0.0014148 | 754.2437 | Simple method | 659.2922
2020-11-01 | LSI_HV | Simple method region | 978198.7645 | 0.545 | 533118.3266 | SCAN | 8.5501e-05 | 45.5822 | Simple method | 39.8438
2020-11-01 | LSI_HV | Simple method region | 978198.7645 | 0.545 | 533118.3266 | SCGL | 2.5971e-06 | 1.3845 | Simple method | 1.2102
2020-11-01 | LSI_HV | Simple method region | 978198.7645 | 0.545 | 533118.3266 | SHPK | 8.5086e-07 | 0.45361 | Simple method | 0.39651
2020-11-01 | LSI_HV | Simple method region | 978198.7645 | 0.545 | 533118.3266 | SKOG | 0.00077707 | 414.2702 | Simple method | 362.1178
2020-11-01 | LSI_HV | Simple method region | 978198.7645 | 0.545 | 533118.3266 | SOLE | 5.8377e-06 | 3.1122 | Simple method | 2.7204
2020-11-01 | LSI_HV | Simple method region | 978198.7645 | 0.545 | 533118.3266 | SOU2 | 3.7923e-06 | 2.0217 | Simple method | 1.7672
2020-11-01 | LSI_HV | Simple method region | 978198.7645 | 0.545 | 533118.3266 | TARW | 0.00010647 | 56.7602 | Simple method | 49.6147
2020-11-01 | LSI_HV | Simple method region | 978198.7645 | 0.545 | 533118.3266 | TASM | 0.0071861 | 3831.0548 | Simple method | 3348.7643
2020-11-01 | LSI_HV | Simple method region | 978198.7645 | 0.545 | 533118.3266 | TBOP | 1.2387e-06 | 0.66035 | Simple method | 0.57722
2020-11-01 | LSI_HV | Simple method region | 978198.7645 | 0.545 | 533118.3266 | TOD3 | 7.7157e-06 | 4.1134 | Simple method | 3.5955
2020-11-01 | LSI_HV | Simple method region | 978198.7645 | 0.545 | 533118.3266 | TOPE | 0.00034249 | 182.5899 | Simple method | 159.6037
2020-11-01 | LSI_HV | Simple method region | 978198.7645 | 0.545 | 533118.3266 | TRNZ | 9.1576e-05 | 48.821 | Simple method | 42.6749
2020-11-01 | LSI_HV | Simple method region | 978198.7645 | 0.545 | 533118.3266 | TRUG | 0.00023772 | 126.7345 | Simple method | 110.78
2020-11-01 | LSI_HV | Simple method region | 978198.7645 | 0.545 | 533118.3266 | UNET | 0.0039412 | 2101.1008 | Simple method | 1836.5938
2020-11-01 | LSI_HV | Simple method region | 978198.7645 | 0.545 | 533118.3266 | UNIS | 0.0016239 | 865.753 | Simple method | 756.7636
2020-11-01 | LSI_HV | Simple method region | 978198.7645 | 0.545 | 533118.3266 | VECT | 0.018296 | 9754.1971 | Simple method | 8526.2438
2020-11-01 | LSI_HV | Simple method region | 978198.7645 | 0.545 | 533118.3266 | WAIP | 0.00048314 | 257.5729 | Simple method | 225.1472
2020-11-01 | LSI_HV | Simple method region | 978198.7645 | 0.545 | 533118.3266 | WATA | 0.0030459 | 1623.8238 | Simple method | 1419.401
2020-11-01 | LSI_HV | Simple method region | 978198.7645 | 0.545 | 533118.3266 | WAV1 | 0.00010946 | 58.3538 | Simple method | 51.0076
2020-11-01 | LSI_HV | Simple method region | 978198.7645 | 0.545 | 533118.3266 | WELE | 0.0019387 | 1033.5301 | Simple method | 903.4192
2020-11-01 | LSI_HV | Simple method region | 978198.7645 | 0.545 | 533118.3266 | WNST | 0.00049305 | 262.8553 | Simple method | 229.7645
2020-11-01 | LSI_HV | Simple method region | 978198.7645 | 0.545 | 533118.3266 | WPOW | 0.0013646 | 727.4739 | Simple method | 635.8924
2020-11-01 | LSI_HV | Simple method region | 978198.7645 | 0.545 | 533118.3266 | WTOM | 0.00032814 | 174.9357 | Simple method | 152.9131
2020-12-01 | LSI_HV | Simple method region | 1256699.4472 | 0.5907 | 742332.3634 | ALPE | 0.0075403 | 5597.4053 | Simple method | 4892.7494
2020-12-01 | LSI_HV | Simple method region | 1256699.4472 | 0.5907 | 742332.3634 | BUEL | 0.00037773 | 280.3989 | Simple method | 245.0995
2020-12-01 | LSI_HV | Simple method region | 1256699.4472 | 0.5907 | 742332.3634 | CHBP | 0.00012205 | 90.601 | Simple method | 79.1952
2020-12-01 | LSI_HV | Simple method region | 1256699.4472 | 0.5907 | 742332.3634 | COUP | 0.0007726 | 573.5247 | Simple method | 501.3238
2020-12-01 | LSI_HV | Simple method region | 1256699.4472 | 0.5907 | 742332.3634 | CTCT | 0.14218 | 105542.5004 | Simple method | 92255.7825
2020-12-01 | LSI_HV | Simple method region | 1256699.4472 | 0.5907 | 742332.3634 | DUNE | 0.047004 | 34892.5836 | Simple method | 30499.9653
2020-12-01 | LSI_HV | Simple method region | 1256699.4472 | 0.5907 | 742332.3634 | EASH | 0.005719 | 4245.4271 | Simple method | 3710.9714
2020-12-01 | LSI_HV | Simple method region | 1256699.4472 | 0.5907 | 742332.3634 | EAST | 0.00032419 | 240.6585 | Simple method | 210.3621
2020-12-01 | LSI_HV | Simple method region | 1256699.4472 | 0.5907 | 742332.3634 | GENE | 0.0037852 | 2809.8804 | Simple method | 2456.1453
2020-12-01 | LSI_HV | Simple method region | 1256699.4472 | 0.5907 | 742332.3634 | HORO | 0.00062323 | 462.6442 | Simple method | 404.402
2020-12-01 | LSI_HV | Simple method region | 1256699.4472 | 0.5907 | 742332.3634 | HRZE | 0.00068027 | 504.9899 | Simple method | 441.4169
2020-12-01 | LSI_HV | Simple method region | 1256699.4472 | 0.5907 | 742332.3634 | KIWI | 1.5932e-06 | 1.1827 | Simple method | 1.0338
2020-12-01 | LSI_HV | Simple method region | 1256699.4472 | 0.5907 | 742332.3634 | KUPE | 6.3349e-05 | 47.0257 | Simple method | 41.1057
2020-12-01 | LSI_HV | Simple method region | 1256699.4472 | 0.5907 | 742332.3634 | MARL | 0.00364 | 2702.0953 | Simple method | 2361.9292
2020-12-01 | LSI_HV | Simple method region | 1256699.4472 | 0.5907 | 742332.3634 | MELT | 2.8521e-06 | 2.1172 | Simple method | 1.8507
2020-12-01 | LSI_HV | Simple method region | 1256699.4472 | 0.5907 | 742332.3634 | MELW | 1.1416e-06 | 0.84747 | Simple method | 0.74078
2020-12-01 | LSI_HV | Simple method region | 1256699.4472 | 0.5907 | 742332.3634 | MERI | 0.35174 | 261107.1187 | Simple method | 228236.4115
2020-12-01 | LSI_HV | Simple method region | 1256699.4472 | 0.5907 | 742332.3634 | METH | 5.1258e-05 | 38.0508 | Simple method | 33.2606
2020-12-01 | LSI_HV | Simple method region | 1256699.4472 | 0.5907 | 742332.3634 | MPOW | 0.0065753 | 4881.0332 | Simple method | 4266.5612
2020-12-01 | LSI_HV | Simple method region | 1256699.4472 | 0.5907 | 742332.3634 | MRPL | 0.00068935 | 511.7252 | Simple method | 447.3042
2020-12-01 | LSI_HV | Simple method region | 1256699.4472 | 0.5907 | 742332.3634 | MSVP | 0.00018692 | 138.7565 | Simple method | 121.2884
2020-12-01 | LSI_HV | Simple method region | 1256699.4472 | 0.5907 | 742332.3634 | NAPA | 0.00028336 | 210.3486 | Simple method | 183.8679
2020-12-01 | LSI_HV | Simple method region | 1256699.4472 | 0.5907 | 742332.3634 | NELS | 0.0005992 | 444.8074 | Simple method | 388.8107
2020-12-01 | LSI_HV | Simple method region | 1256699.4472 | 0.5907 | 742332.3634 | NPOW | 0.0023437 | 1739.772 | Simple method | 1520.7526
2020-12-01 | LSI_HV | Simple method region | 1256699.4472 | 0.5907 | 742332.3634 | NTRG | 0.00017304 | 128.455 | Simple method | 112.2838
2020-12-01 | LSI_HV | Simple method region | 1256699.4472 | 0.5907 | 742332.3634 | NZAS | 0.29233 | 217008.674 | Simple method | 189689.5085
2020-12-01 | LSI_HV | Simple method region | 1256699.4472 | 0.5907 | 742332.3634 | NZST | 0.00086494 | 642.0726 | Simple method | 561.2423
2020-12-01 | LSI_HV | Simple method region | 1256699.4472 | 0.5907 | 742332.3634 | OMVP | 8.2271e-05 | 61.0724 | Simple method | 53.384
2020-12-01 | LSI_HV | Simple method region | 1256699.4472 | 0.5907 | 742332.3634 | ORON | 0.035142 | 26087.1202 | Simple method | 22803.0194
2020-12-01 | LSI_HV | Simple method region | 1256699.4472 | 0.5907 | 742332.3634 | PANP | 0.00095602 | 709.6865 | Simple method | 620.3442
2020-12-01 | LSI_HV | Simple method region | 1256699.4472 | 0.5907 | 742332.3634 | POCO | 0.0043672 | 3241.8974 | Simple method | 2833.7758
2020-12-01 | LSI_HV | Simple method region | 1256699.4472 | 0.5907 | 742332.3634 | POWN | 0.04889 | 36292.8801 | Simple method | 31723.9789
2020-12-01 | LSI_HV | Simple method region | 1256699.4472 | 0.5907 | 742332.3634 | RAYN | 0.0014148 | 1050.235 | Simple method | 918.0212
2020-12-01 | LSI_HV | Simple method region | 1256699.4472 | 0.5907 | 742332.3634 | SCAN | 8.5501e-05 | 63.4702 | Simple method | 55.48
2020-12-01 | LSI_HV | Simple method region | 1256699.4472 | 0.5907 | 742332.3634 | SCGL | 2.5971e-06 | 1.9279 | Simple method | 1.6852
2020-12-01 | LSI_HV | Simple method region | 1256699.4472 | 0.5907 | 742332.3634 | SHPK | 8.5086e-07 | 0.63162 | Simple method | 0.55211
2020-12-01 | LSI_HV | Simple method region | 1256699.4472 | 0.5907 | 742332.3634 | SKOG | 0.00077707 | 576.8441 | Simple method | 504.2253
2020-12-01 | LSI_HV | Simple method region | 1256699.4472 | 0.5907 | 742332.3634 | SOLE | 5.8377e-06 | 4.3335 | Simple method | 3.788
2020-12-01 | LSI_HV | Simple method region | 1256699.4472 | 0.5907 | 742332.3634 | SOU2 | 3.7923e-06 | 2.8151 | Simple method | 2.4607
2020-12-01 | LSI_HV | Simple method region | 1256699.4472 | 0.5907 | 742332.3634 | TARW | 0.00010647 | 79.0349 | Simple method | 69.0852
2020-12-01 | LSI_HV | Simple method region | 1256699.4472 | 0.5907 | 742332.3634 | TASM | 0.0071861 | 5334.493 | Simple method | 4662.9351
2020-12-01 | LSI_HV | Simple method region | 1256699.4472 | 0.5907 | 742332.3634 | TBOP | 1.2387e-06 | 0.91949 | Simple method | 0.80374
2020-12-01 | LSI_HV | Simple method region | 1256699.4472 | 0.5907 | 742332.3634 | TOD3 | 7.7157e-06 | 5.7276 | Simple method | 5.0066
2020-12-01 | LSI_HV | Simple method region | 1256699.4472 | 0.5907 | 742332.3634 | TOPE | 0.00034249 | 254.2444 | Simple method | 222.2377
2020-12-01 | LSI_HV | Simple method region | 1256699.4472 | 0.5907 | 742332.3634 | TRNZ | 9.1576e-05 | 67.98 | Simple method | 59.4221
2020-12-01 | LSI_HV | Simple method region | 1256699.4472 | 0.5907 | 742332.3634 | TRUG | 0.00023772 | 176.4695 | Simple method | 154.2538
2020-12-01 | LSI_HV | Simple method region | 1256699.4472 | 0.5907 | 742332.3634 | UNET | 0.0039412 | 2925.6454 | Simple method | 2557.3366
2020-12-01 | LSI_HV | Simple method region | 1256699.4472 | 0.5907 | 742332.3634 | UNIS | 0.0016239 | 1205.5044 | Simple method | 1053.7438
2020-12-01 | LSI_HV | Simple method region | 1256699.4472 | 0.5907 | 742332.3634 | VECT | 0.018296 | 13582.0809 | Simple method | 11872.2362
2020-12-01 | LSI_HV | Simple method region | 1256699.4472 | 0.5907 | 742332.3634 | WAIP | 0.00048314 | 358.6535 | Simple method | 313.5027
2020-12-01 | LSI_HV | Simple method region | 1256699.4472 | 0.5907 | 742332.3634 | WATA | 0.0030459 | 2261.0683 | Simple method | 1976.423
2020-12-01 | LSI_HV | Simple method region | 1256699.4472 | 0.5907 | 742332.3634 | WAV1 | 0.00010946 | 81.2538 | Simple method | 71.0248
2020-12-01 | LSI_HV | Simple method region | 1256699.4472 | 0.5907 | 742332.3634 | WELE | 0.0019387 | 1439.1229 | Simple method | 1257.9521
2020-12-01 | LSI_HV | Simple method region | 1256699.4472 | 0.5907 | 742332.3634 | WNST | 0.00049305 | 366.0087 | Simple method | 319.932
2020-12-01 | LSI_HV | Simple method region | 1256699.4472 | 0.5907 | 742332.3634 | WPOW | 0.0013646 | 1012.9597 | Simple method | 885.4385
2020-12-01 | LSI_HV | Simple method region | 1256699.4472 | 0.5907 | 742332.3634 | WTOM | 0.00032814 | 243.5865 | Simple method | 212.9215
2021-01-01 | LSI_HV | Simple method region | 1483664.5651 | 0.674 | 999989.9169 | ALPE | 0.0075403 | 7540.2194 | Simple method | 6590.9831
2021-01-01 | LSI_HV | Simple method region | 1483664.5651 | 0.674 | 999989.9169 | BUEL | 0.00037773 | 377.7231 | Simple method | 330.1716
2021-01-01 | LSI_HV | Simple method region | 1483664.5651 | 0.674 | 999989.9169 | CHBP | 0.00012205 | 122.0478 | Simple method | 106.6833
2021-01-01 | LSI_HV | Simple method region | 1483664.5651 | 0.674 | 999989.9169 | COUP | 0.0007726 | 772.5905 | Simple method | 675.3293
2021-01-01 | LSI_HV | Simple method region | 1483664.5651 | 0.674 | 999989.9169 | CTCT | 0.14218 | 142175.4479 | Simple method | 124277.0178
2021-01-01 | LSI_HV | Simple method region | 1483664.5651 | 0.674 | 999989.9169 | DUNE | 0.047004 | 47003.5168 | Simple method | 41086.2563
2021-01-01 | LSI_HV | Simple method region | 1483664.5651 | 0.674 | 999989.9169 | EASH | 0.005719 | 5718.9804 | Simple method | 4999.0195
2021-01-01 | LSI_HV | Simple method region | 1483664.5651 | 0.674 | 999989.9169 | EAST | 0.00032419 | 324.1891 | Simple method | 283.3771
2021-01-01 | LSI_HV | Simple method region | 1483664.5651 | 0.674 | 999989.9169 | GENE | 0.0037852 | 3785.1672 | Simple method | 3308.6535
2021-01-01 | LSI_HV | Simple method region | 1483664.5651 | 0.674 | 999989.9169 | HORO | 0.00062323 | 623.2242 | Simple method | 544.7667
2021-01-01 | LSI_HV | Simple method region | 1483664.5651 | 0.674 | 999989.9169 | HRZE | 0.00068027 | 680.2678 | Simple method | 594.6291
2021-01-01 | LSI_HV | Simple method region | 1483664.5651 | 0.674 | 999989.9169 | KIWI | 1.5932e-06 | 1.5931 | Simple method | 1.3926
2021-01-01 | LSI_HV | Simple method region | 1483664.5651 | 0.674 | 999989.9169 | KUPE | 6.3349e-05 | 63.348 | Simple method | 55.3731
2021-01-01 | LSI_HV | Simple method region | 1483664.5651 | 0.674 | 999989.9169 | MARL | 0.00364 | 3639.9707 | Simple method | 3181.7357
2021-01-01 | LSI_HV | Simple method region | 1483664.5651 | 0.674 | 999989.9169 | MELT | 2.8521e-06 | 2.8521 | Simple method | 2.493
2021-01-01 | LSI_HV | Simple method region | 1483664.5651 | 0.674 | 999989.9169 | MELW | 1.1416e-06 | 1.1416 | Simple method | 0.9979
2021-01-01 | LSI_HV | Simple method region | 1483664.5651 | 0.674 | 999989.9169 | MERI | 0.35174 | 351735.2856 | Simple method | 307455.4221
2021-01-01 | LSI_HV | Simple method region | 1483664.5651 | 0.674 | 999989.9169 | METH | 5.1258e-05 | 51.2579 | Simple method | 44.8051
2021-01-01 | LSI_HV | Simple method region | 1483664.5651 | 0.674 | 999989.9169 | MPOW | 0.0065753 | 6575.2004 | Simple method | 5747.4501
2021-01-01 | LSI_HV | Simple method region | 1483664.5651 | 0.674 | 999989.9169 | MRPL | 0.00068935 | 689.3409 | Simple method | 602.5599
2021-01-01 | LSI_HV | Simple method region | 1483664.5651 | 0.674 | 999989.9169 | MSVP | 0.00018692 | 186.9177 | Simple method | 163.3867
2021-01-01 | LSI_HV | Simple method region | 1483664.5651 | 0.674 | 999989.9169 | NAPA | 0.00028336 | 283.3589 | Simple method | 247.6869
2021-01-01 | LSI_HV | Simple method region | 1483664.5651 | 0.674 | 999989.9169 | NELS | 0.0005992 | 599.1964 | Simple method | 523.7638
2021-01-01 | LSI_HV | Simple method region | 1483664.5651 | 0.674 | 999989.9169 | NPOW | 0.0023437 | 2343.6328 | Simple method | 2048.5935
2021-01-01 | LSI_HV | Simple method region | 1483664.5651 | 0.674 | 999989.9169 | NTRG | 0.00017304 | 173.0407 | Simple method | 151.2567
2021-01-01 | LSI_HV | Simple method region | 1483664.5651 | 0.674 | 999989.9169 | NZAS | 0.29233 | 292330.6278 | Simple method | 255529.2012
2021-01-01 | LSI_HV | Simple method region | 1483664.5651 | 0.674 | 999989.9169 | NZST | 0.00086494 | 864.9308 | Simple method | 756.0449
2021-01-01 | LSI_HV | Simple method region | 1483664.5651 | 0.674 | 999989.9169 | OMVP | 8.2271e-05 | 82.2701 | Simple method | 71.9132
2021-01-01 | LSI_HV | Simple method region | 1483664.5651 | 0.674 | 999989.9169 | ORON | 0.035142 | 35141.7484 | Simple method | 30717.7628
2021-01-01 | LSI_HV | Simple method region | 1483664.5651 | 0.674 | 999989.9169 | PANP | 0.00095602 | 956.0129 | Simple method | 835.6607
2021-01-01 | LSI_HV | Simple method region | 1483664.5651 | 0.674 | 999989.9169 | POCO | 0.0043672 | 4367.1337 | Simple method | 3817.3564
2021-01-01 | LSI_HV | Simple method region | 1483664.5651 | 0.674 | 999989.9169 | POWN | 0.04889 | 48889.845 | Simple method | 42735.1151
2021-01-01 | LSI_HV | Simple method region | 1483664.5651 | 0.674 | 999989.9169 | RAYN | 0.0014148 | 1414.7631 | Simple method | 1236.6589
2021-01-01 | LSI_HV | Simple method region | 1483664.5651 | 0.674 | 999989.9169 | SCAN | 8.5501e-05 | 85.5002 | Simple method | 74.7366
2021-01-01 | LSI_HV | Simple method region | 1483664.5651 | 0.674 | 999989.9169 | SCGL | 2.5971e-06 | 2.597 | Simple method | 2.2701
2021-01-01 | LSI_HV | Simple method region | 1483664.5651 | 0.674 | 999989.9169 | SHPK | 8.5086e-07 | 0.85085 | Simple method | 0.74374
2021-01-01 | LSI_HV | Simple method region | 1483664.5651 | 0.674 | 999989.9169 | SKOG | 0.00077707 | 777.062 | Simple method | 679.2379
2021-01-01 | LSI_HV | Simple method region | 1483664.5651 | 0.674 | 999989.9169 | SOLE | 5.8377e-06 | 5.8376 | Simple method | 5.1027
2021-01-01 | LSI_HV | Simple method region | 1483664.5651 | 0.674 | 999989.9169 | SOU2 | 3.7923e-06 | 3.7922 | Simple method | 3.3148
2021-01-01 | LSI_HV | Simple method region | 1483664.5651 | 0.674 | 999989.9169 | TARW | 0.00010647 | 106.4673 | Simple method | 93.0642
2021-01-01 | LSI_HV | Simple method region | 1483664.5651 | 0.674 | 999989.9169 | TASM | 0.0071861 | 7186.0523 | Simple method | 6281.4021
2021-01-01 | LSI_HV | Simple method region | 1483664.5651 | 0.674 | 999989.9169 | TBOP | 1.2387e-06 | 1.2386 | Simple method | 1.0827
2021-01-01 | LSI_HV | Simple method region | 1483664.5651 | 0.674 | 999989.9169 | TOD3 | 7.7157e-06 | 7.7156 | Simple method | 6.7443
2021-01-01 | LSI_HV | Simple method region | 1483664.5651 | 0.674 | 999989.9169 | TOPE | 0.00034249 | 342.4906 | Simple method | 299.3745
2021-01-01 | LSI_HV | Simple method region | 1483664.5651 | 0.674 | 999989.9169 | TRNZ | 9.1576e-05 | 91.5754 | Simple method | 80.047
2021-01-01 | LSI_HV | Simple method region | 1483664.5651 | 0.674 | 999989.9169 | TRUG | 0.00023772 | 237.7207 | Simple method | 207.7941
2021-01-01 | LSI_HV | Simple method region | 1483664.5651 | 0.674 | 999989.9169 | UNET | 0.0039412 | 3941.1132 | Simple method | 3444.9675
2021-01-01 | LSI_HV | Simple method region | 1483664.5651 | 0.674 | 999989.9169 | UNIS | 0.0016239 | 1623.9253 | Simple method | 1419.4897
2021-01-01 | LSI_HV | Simple method region | 1483664.5651 | 0.674 | 999989.9169 | VECT | 0.018296 | 18296.3112 | Simple method | 15992.9933
2021-01-01 | LSI_HV | Simple method region | 1483664.5651 | 0.674 | 999989.9169 | WAIP | 0.00048314 | 483.1392 | Simple method | 422.3169
2021-01-01 | LSI_HV | Simple method region | 1483664.5651 | 0.674 | 999989.9169 | WATA | 0.0030459 | 3045.8668 | Simple method | 2662.4234
2021-01-01 | LSI_HV | Simple method region | 1483664.5651 | 0.674 | 999989.9169 | WAV1 | 0.00010946 | 109.4563 | Simple method | 95.6769
2021-01-01 | LSI_HV | Simple method region | 1483664.5651 | 0.674 | 999989.9169 | WELE | 0.0019387 | 1938.6308 | Simple method | 1694.5771
2021-01-01 | LSI_HV | Simple method region | 1483664.5651 | 0.674 | 999989.9169 | WNST | 0.00049305 | 493.0474 | Simple method | 430.9778
2021-01-01 | LSI_HV | Simple method region | 1483664.5651 | 0.674 | 999989.9169 | WPOW | 0.0013646 | 1364.5499 | Simple method | 1192.767
2021-01-01 | LSI_HV | Simple method region | 1483664.5651 | 0.674 | 999989.9169 | WTOM | 0.00032814 | 328.1334 | Simple method | 286.8248
2021-02-01 | LSI_HV | Simple method region | 2681168.8417 | 0.1953 | 523632.2748 | ALPE | 0.0075403 | 3948.342 | Simple method | 3451.2863
2021-02-01 | LSI_HV | Simple method region | 2681168.8417 | 0.1953 | 523632.2748 | BUEL | 0.00037773 | 197.79 | Simple method | 172.8903
2021-02-01 | LSI_HV | Simple method region | 2681168.8417 | 0.1953 | 523632.2748 | CHBP | 0.00012205 | 63.9088 | Simple method | 55.8634
2021-02-01 | LSI_HV | Simple method region | 2681168.8417 | 0.1953 | 523632.2748 | COUP | 0.0007726 | 404.5574 | Simple method | 353.6278
2021-02-01 | LSI_HV | Simple method region | 2681168.8417 | 0.1953 | 523632.2748 | CTCT | 0.14218 | 74448.4039 | Simple method | 65076.1137
2021-02-01 | LSI_HV | Simple method region | 2681168.8417 | 0.1953 | 523632.2748 | DUNE | 0.047004 | 24612.8066 | Simple method | 21514.3068
2021-02-01 | LSI_HV | Simple method region | 2681168.8417 | 0.1953 | 523632.2748 | EASH | 0.005719 | 2994.6729 | Simple method | 2617.6743
2021-02-01 | LSI_HV | Simple method region | 2681168.8417 | 0.1953 | 523632.2748 | EAST | 0.00032419 | 169.7576 | Simple method | 148.3869
2021-02-01 | LSI_HV | Simple method region | 2681168.8417 | 0.1953 | 523632.2748 | GENE | 0.0037852 | 1982.0557 | Simple method | 1732.5352
2021-02-01 | LSI_HV | Simple method region | 2681168.8417 | 0.1953 | 523632.2748 | HORO | 0.00062323 | 326.3436 | Simple method | 285.2603
2021-02-01 | LSI_HV | Simple method region | 2681168.8417 | 0.1953 | 523632.2748 | HRZE | 0.00068027 | 356.2138 | Simple method | 311.3701
2021-02-01 | LSI_HV | Simple method region | 2681168.8417 | 0.1953 | 523632.2748 | KIWI | 1.5932e-06 | 0.83423 | Simple method | 0.72921
2021-02-01 | LSI_HV | Simple method region | 2681168.8417 | 0.1953 | 523632.2748 | KUPE | 6.3349e-05 | 33.1714 | Simple method | 28.9955
2021-02-01 | LSI_HV | Simple method region | 2681168.8417 | 0.1953 | 523632.2748 | MARL | 0.00364 | 1906.0254 | Simple method | 1666.0763
2021-02-01 | LSI_HV | Simple method region | 2681168.8417 | 0.1953 | 523632.2748 | MELT | 2.8521e-06 | 1.4935 | Simple method | 1.3055
2021-02-01 | LSI_HV | Simple method region | 2681168.8417 | 0.1953 | 523632.2748 | MELW | 1.1416e-06 | 0.59779 | Simple method | 0.52254
2021-02-01 | LSI_HV | Simple method region | 2681168.8417 | 0.1953 | 523632.2748 | MERI | 0.35174 | 184181.8049 | Simple method | 160995.2054
2021-02-01 | LSI_HV | Simple method region | 2681168.8417 | 0.1953 | 523632.2748 | METH | 5.1258e-05 | 26.8406 | Simple method | 23.4616
2021-02-01 | LSI_HV | Simple method region | 2681168.8417 | 0.1953 | 523632.2748 | MPOW | 0.0065753 | 3443.0218 | Simple method | 3009.5807
2021-02-01 | LSI_HV | Simple method region | 2681168.8417 | 0.1953 | 523632.2748 | MRPL | 0.00068935 | 360.9648 | Simple method | 315.523
2021-02-01 | LSI_HV | Simple method region | 2681168.8417 | 0.1953 | 523632.2748 | MSVP | 0.00018692 | 97.8771 | Simple method | 85.5554
2021-02-01 | LSI_HV | Simple method region | 2681168.8417 | 0.1953 | 523632.2748 | NAPA | 0.00028336 | 148.3774 | Simple method | 129.6982
2021-02-01 | LSI_HV | Simple method region | 2681168.8417 | 0.1953 | 523632.2748 | NELS | 0.0005992 | 313.7618 | Simple method | 274.2624
2021-02-01 | LSI_HV | Simple method region | 2681168.8417 | 0.1953 | 523632.2748 | NPOW | 0.0023437 | 1227.2141 | Simple method | 1072.7205
2021-02-01 | LSI_HV | Simple method region | 2681168.8417 | 0.1953 | 523632.2748 | NTRG | 0.00017304 | 90.6106 | Simple method | 79.2037
2021-02-01 | LSI_HV | Simple method region | 2681168.8417 | 0.1953 | 523632.2748 | NZAS | 0.29233 | 153075.2951 | Simple method | 133804.6861
2021-02-01 | LSI_HV | Simple method region | 2681168.8417 | 0.1953 | 523632.2748 | NZST | 0.00086494 | 452.9103 | Simple method | 395.8935
2021-02-01 | LSI_HV | Simple method region | 2681168.8417 | 0.1953 | 523632.2748 | OMVP | 8.2271e-05 | 43.0797 | Simple method | 37.6564
2021-02-01 | LSI_HV | Simple method region | 2681168.8417 | 0.1953 | 523632.2748 | ORON | 0.035142 | 18401.5392 | Simple method | 16084.9742
2021-02-01 | LSI_HV | Simple method region | 2681168.8417 | 0.1953 | 523632.2748 | PANP | 0.00095602 | 500.6043 | Simple method | 437.5833
2021-02-01 | LSI_HV | Simple method region | 2681168.8417 | 0.1953 | 523632.2748 | POCO | 0.0043672 | 2286.7952 | Simple method | 1998.9112
2021-02-01 | LSI_HV | Simple method region | 2681168.8417 | 0.1953 | 523632.2748 | POWN | 0.04889 | 25600.5589 | Simple method | 22377.7112
2021-02-01 | LSI_HV | Simple method region | 2681168.8417 | 0.1953 | 523632.2748 | RAYN | 0.0014148 | 740.8231 | Simple method | 647.561
2021-02-01 | LSI_HV | Simple method region | 2681168.8417 | 0.1953 | 523632.2748 | SCAN | 8.5501e-05 | 44.7711 | Simple method | 39.1349
2021-02-01 | LSI_HV | Simple method region | 2681168.8417 | 0.1953 | 523632.2748 | SCGL | 2.5971e-06 | 1.3599 | Simple method | 1.1887
2021-02-01 | LSI_HV | Simple method region | 2681168.8417 | 0.1953 | 523632.2748 | SHPK | 8.5086e-07 | 0.44554 | Simple method | 0.38945
2021-02-01 | LSI_HV | Simple method region | 2681168.8417 | 0.1953 | 523632.2748 | SKOG | 0.00077707 | 406.8988 | Simple method | 355.6745
2021-02-01 | LSI_HV | Simple method region | 2681168.8417 | 0.1953 | 523632.2748 | SOLE | 5.8377e-06 | 3.0568 | Simple method | 2.672
2021-02-01 | LSI_HV | Simple method region | 2681168.8417 | 0.1953 | 523632.2748 | SOU2 | 3.7923e-06 | 1.9858 | Simple method | 1.7358
2021-02-01 | LSI_HV | Simple method region | 2681168.8417 | 0.1953 | 523632.2748 | TARW | 0.00010647 | 55.7503 | Simple method | 48.7319
2021-02-01 | LSI_HV | Simple method region | 2681168.8417 | 0.1953 | 523632.2748 | TASM | 0.0071861 | 3762.8869 | Simple method | 3289.178
2021-02-01 | LSI_HV | Simple method region | 2681168.8417 | 0.1953 | 523632.2748 | TBOP | 1.2387e-06 | 0.6486 | Simple method | 0.56695
2021-02-01 | LSI_HV | Simple method region | 2681168.8417 | 0.1953 | 523632.2748 | TOD3 | 7.7157e-06 | 4.0402 | Simple method | 3.5316
2021-02-01 | LSI_HV | Simple method region | 2681168.8417 | 0.1953 | 523632.2748 | TOPE | 0.00034249 | 179.3409 | Simple method | 156.7638
2021-02-01 | LSI_HV | Simple method region | 2681168.8417 | 0.1953 | 523632.2748 | TRNZ | 9.1576e-05 | 47.9523 | Simple method | 41.9156
2021-02-01 | LSI_HV | Simple method region | 2681168.8417 | 0.1953 | 523632.2748 | TRUG | 0.00023772 | 124.4795 | Simple method | 108.8088
2021-02-01 | LSI_HV | Simple method region | 2681168.8417 | 0.1953 | 523632.2748 | UNET | 0.0039412 | 2063.7149 | Simple method | 1803.9143
2021-02-01 | LSI_HV | Simple method region | 2681168.8417 | 0.1953 | 523632.2748 | UNIS | 0.0016239 | 850.3483 | Simple method | 743.2981
2021-02-01 | LSI_HV | Simple method region | 2681168.8417 | 0.1953 | 523632.2748 | VECT | 0.018296 | 9580.6356 | Simple method | 8374.5319
2021-02-01 | LSI_HV | Simple method region | 2681168.8417 | 0.1953 | 523632.2748 | WAIP | 0.00048314 | 252.9898 | Simple method | 221.141
2021-02-01 | LSI_HV | Simple method region | 2681168.8417 | 0.1953 | 523632.2748 | WATA | 0.0030459 | 1594.9302 | Simple method | 1394.1449
2021-02-01 | LSI_HV | Simple method region | 2681168.8417 | 0.1953 | 523632.2748 | WAV1 | 0.00010946 | 57.3154 | Simple method | 50.1
2021-02-01 | LSI_HV | Simple method region | 2681168.8417 | 0.1953 | 523632.2748 | WELE | 0.0019387 | 1015.1399 | Simple method | 887.3442
2021-02-01 | LSI_HV | Simple method region | 2681168.8417 | 0.1953 | 523632.2748 | WNST | 0.00049305 | 258.1781 | Simple method | 225.6762
2021-02-01 | LSI_HV | Simple method region | 2681168.8417 | 0.1953 | 523632.2748 | WPOW | 0.0013646 | 714.5295 | Simple method | 624.5776
2021-02-01 | LSI_HV | Simple method region | 2681168.8417 | 0.1953 | 523632.2748 | WTOM | 0.00032814 | 171.823 | Simple method | 150.1922
2021-03-01 | LSI_HV | Simple method region | 3801215.4485 | 0.2048 | 778488.9239 | ALPE | 0.0075403 | 5870.0365 | Simple method | 5131.0591
2021-03-01 | LSI_HV | Simple method region | 3801215.4485 | 0.2048 | 778488.9239 | BUEL | 0.00037773 | 294.0562 | Simple method | 257.0375
2021-03-01 | LSI_HV | Simple method region | 3801215.4485 | 0.2048 | 778488.9239 | CHBP | 0.00012205 | 95.0139 | Simple method | 83.0526
2021-03-01 | LSI_HV | Simple method region | 3801215.4485 | 0.2048 | 778488.9239 | COUP | 0.0007726 | 601.4592 | Simple method | 525.7417
2021-03-01 | LSI_HV | Simple method region | 3801215.4485 | 0.2048 | 778488.9239 | CTCT | 0.14218 | 110683.1274 | Simple method | 96749.2574
2021-03-01 | LSI_HV | Simple method region | 3801215.4485 | 0.2048 | 778488.9239 | DUNE | 0.047004 | 36592.0862 | Simple method | 31985.518
2021-03-01 | LSI_HV | Simple method region | 3801215.4485 | 0.2048 | 778488.9239 | EASH | 0.005719 | 4452.2078 | Simple method | 3891.7205
2021-03-01 | LSI_HV | Simple method region | 3801215.4485 | 0.2048 | 778488.9239 | EAST | 0.00032419 | 252.3802 | Simple method | 220.6081
2021-03-01 | LSI_HV | Simple method region | 3801215.4485 | 0.2048 | 778488.9239 | GENE | 0.0037852 | 2946.7404 | Simple method | 2575.776
2021-03-01 | LSI_HV | Simple method region | 3801215.4485 | 0.2048 | 778488.9239 | HORO | 0.00062323 | 485.178 | Simple method | 424.0991
2021-03-01 | LSI_HV | Simple method region | 3801215.4485 | 0.2048 | 778488.9239 | HRZE | 0.00068027 | 529.5863 | Simple method | 462.9168
2021-03-01 | LSI_HV | Simple method region | 3801215.4485 | 0.2048 | 778488.9239 | KIWI | 1.5932e-06 | 1.2403 | Simple method | 1.0841
2021-03-01 | LSI_HV | Simple method region | 3801215.4485 | 0.2048 | 778488.9239 | KUPE | 6.3349e-05 | 49.3162 | Simple method | 43.1078
2021-03-01 | LSI_HV | Simple method region | 3801215.4485 | 0.2048 | 778488.9239 | MARL | 0.00364 | 2833.7054 | Simple method | 2476.971
2021-03-01 | LSI_HV | Simple method region | 3801215.4485 | 0.2048 | 778488.9239 | MELT | 2.8521e-06 | 2.2203 | Simple method | 1.9408
2021-03-01 | LSI_HV | Simple method region | 3801215.4485 | 0.2048 | 778488.9239 | MELW | 1.1416e-06 | 0.88875 | Simple method | 0.77686
2021-03-01 | LSI_HV | Simple method region | 3801215.4485 | 0.2048 | 778488.9239 | MERI | 0.35174 | 273824.785 | Simple method | 239353.0541
2021-03-01 | LSI_HV | Simple method region | 3801215.4485 | 0.2048 | 778488.9239 | METH | 5.1258e-05 | 39.9041 | Simple method | 34.8806
2021-03-01 | LSI_HV | Simple method region | 3801215.4485 | 0.2048 | 778488.9239 | MPOW | 0.0065753 | 5118.7723 | Simple method | 4474.3714
2021-03-01 | LSI_HV | Simple method region | 3801215.4485 | 0.2048 | 778488.9239 | MRPL | 0.00068935 | 536.6496 | Simple method | 469.091
2021-03-01 | LSI_HV | Simple method region | 3801215.4485 | 0.2048 | 778488.9239 | MSVP | 0.00018692 | 145.5148 | Simple method | 127.196
2021-03-01 | LSI_HV | Simple method region | 3801215.4485 | 0.2048 | 778488.9239 | NAPA | 0.00028336 | 220.594 | Simple method | 192.8235
2021-03-01 | LSI_HV | Simple method region | 3801215.4485 | 0.2048 | 778488.9239 | NELS | 0.0005992 | 466.4725 | Simple method | 407.7484
2021-03-01 | LSI_HV | Simple method region | 3801215.4485 | 0.2048 | 778488.9239 | NPOW | 0.0023437 | 1824.5106 | Simple method | 1594.8234
2021-03-01 | LSI_HV | Simple method region | 3801215.4485 | 0.2048 | 778488.9239 | NTRG | 0.00017304 | 134.7116 | Simple method | 117.7528
2021-03-01 | LSI_HV | Simple method region | 3801215.4485 | 0.2048 | 778488.9239 | NZAS | 0.29233 | 227578.4506 | Simple method | 198928.6587
2021-03-01 | LSI_HV | Simple method region | 3801215.4485 | 0.2048 | 778488.9239 | NZST | 0.00086494 | 673.3458 | Simple method | 588.5785
2021-03-01 | LSI_HV | Simple method region | 3801215.4485 | 0.2048 | 778488.9239 | OMVP | 8.2271e-05 | 64.047 | Simple method | 55.9842
2021-03-01 | LSI_HV | Simple method region | 3801215.4485 | 0.2048 | 778488.9239 | ORON | 0.035142 | 27357.7377 | Simple method | 23913.6793
2021-03-01 | LSI_HV | Simple method region | 3801215.4485 | 0.2048 | 778488.9239 | PANP | 0.00095602 | 744.253 | Simple method | 650.5592
2021-03-01 | LSI_HV | Simple method region | 3801215.4485 | 0.2048 | 778488.9239 | POCO | 0.0043672 | 3399.7995 | Simple method | 2971.7996
2021-03-01 | LSI_HV | Simple method region | 3801215.4485 | 0.2048 | 778488.9239 | POWN | 0.04889 | 38060.5866 | Simple method | 33269.1493
2021-03-01 | LSI_HV | Simple method region | 3801215.4485 | 0.2048 | 778488.9239 | RAYN | 0.0014148 | 1101.3885 | Simple method | 962.735
2021-03-01 | LSI_HV | Simple method region | 3801215.4485 | 0.2048 | 778488.9239 | SCAN | 8.5501e-05 | 66.5616 | Simple method | 58.1822
2021-03-01 | LSI_HV | Simple method region | 3801215.4485 | 0.2048 | 778488.9239 | SCGL | 2.5971e-06 | 2.0218 | Simple method | 1.7673
2021-03-01 | LSI_HV | Simple method region | 3801215.4485 | 0.2048 | 778488.9239 | SHPK | 8.5086e-07 | 0.66239 | Simple method | 0.579
2021-03-01 | LSI_HV | Simple method region | 3801215.4485 | 0.2048 | 778488.9239 | SKOG | 0.00077707 | 604.9403 | Simple method | 528.7845
2021-03-01 | LSI_HV | Simple method region | 3801215.4485 | 0.2048 | 778488.9239 | SOLE | 5.8377e-06 | 4.5446 | Simple method | 3.9725
2021-03-01 | LSI_HV | Simple method region | 3801215.4485 | 0.2048 | 778488.9239 | SOU2 | 3.7923e-06 | 2.9523 | Simple method | 2.5806
2021-03-01 | LSI_HV | Simple method region | 3801215.4485 | 0.2048 | 778488.9239 | TARW | 0.00010647 | 82.8845 | Simple method | 72.4502
2021-03-01 | LSI_HV | Simple method region | 3801215.4485 | 0.2048 | 778488.9239 | TASM | 0.0071861 | 5594.3185 | Simple method | 4890.0512
2021-03-01 | LSI_HV | Simple method region | 3801215.4485 | 0.2048 | 778488.9239 | TBOP | 1.2387e-06 | 0.96428 | Simple method | 0.84288
2021-03-01 | LSI_HV | Simple method region | 3801215.4485 | 0.2048 | 778488.9239 | TOD3 | 7.7157e-06 | 6.0066 | Simple method | 5.2504
2021-03-01 | LSI_HV | Simple method region | 3801215.4485 | 0.2048 | 778488.9239 | TOPE | 0.00034249 | 266.6278 | Simple method | 233.0621
2021-03-01 | LSI_HV | Simple method region | 3801215.4485 | 0.2048 | 778488.9239 | TRNZ | 9.1576e-05 | 71.2911 | Simple method | 62.3163
2021-03-01 | LSI_HV | Simple method region | 3801215.4485 | 0.2048 | 778488.9239 | TRUG | 0.00023772 | 185.0648 | Simple method | 161.767
2021-03-01 | LSI_HV | Simple method region | 3801215.4485 | 0.2048 | 778488.9239 | UNET | 0.0039412 | 3068.1439 | Simple method | 2681.8961
2021-03-01 | LSI_HV | Simple method region | 3801215.4485 | 0.2048 | 778488.9239 | UNIS | 0.0016239 | 1264.2206 | Simple method | 1105.0682
2021-03-01 | LSI_HV | Simple method region | 3801215.4485 | 0.2048 | 778488.9239 | VECT | 0.018296 | 14243.6192 | Simple method | 12450.4937
2021-03-01 | LSI_HV | Simple method region | 3801215.4485 | 0.2048 | 778488.9239 | WAIP | 0.00048314 | 376.1223 | Simple method | 328.7723
2021-03-01 | LSI_HV | Simple method region | 3801215.4485 | 0.2048 | 778488.9239 | WATA | 0.0030459 | 2371.1974 | Simple method | 2072.688
2021-03-01 | LSI_HV | Simple method region | 3801215.4485 | 0.2048 | 778488.9239 | WAV1 | 0.00010946 | 85.2114 | Simple method | 74.4841
2021-03-01 | LSI_HV | Simple method region | 3801215.4485 | 0.2048 | 778488.9239 | WELE | 0.0019387 | 1509.2179 | Simple method | 1319.2228
2021-03-01 | LSI_HV | Simple method region | 3801215.4485 | 0.2048 | 778488.9239 | WNST | 0.00049305 | 383.8358 | Simple method | 335.5148
2021-03-01 | LSI_HV | Simple method region | 3801215.4485 | 0.2048 | 778488.9239 | WPOW | 0.0013646 | 1062.2977 | Simple method | 928.5653
2021-03-01 | LSI_HV | Simple method region | 3801215.4485 | 0.2048 | 778488.9239 | WTOM | 0.00032814 | 255.4508 | Simple method | 223.2922
2020-04-01 | NLD_HV | Simple method region | 19748.2592 | 2.1412 | 42284.9726 | ALPE | 0 | 0 | Simple method | 0
2020-04-01 | NLD_HV | Simple method region | 19748.2592 | 2.1412 | 42284.9726 | BUEL | 0 | 0 | Simple method | 0
2020-04-01 | NLD_HV | Simple method region | 19748.2592 | 2.1412 | 42284.9726 | CHBP | 2.1476e-09 | 9.081e-05 | Simple method | 7.9378e-05
2020-04-01 | NLD_HV | Simple method region | 19748.2592 | 2.1412 | 42284.9726 | COUP | 2.8657e-06 | 0.12118 | Simple method | 0.10592
2020-04-01 | NLD_HV | Simple method region | 19748.2592 | 2.1412 | 42284.9726 | CTCT | 0.12002 | 5074.8588 | Simple method | 4435.9861
2020-04-01 | NLD_HV | Simple method region | 19748.2592 | 2.1412 | 42284.9726 | DUNE | 0.000111 | 4.6936 | Simple method | 4.1028
2020-04-01 | NLD_HV | Simple method region | 19748.2592 | 2.1412 | 42284.9726 | EASH | 0 | 0 | Simple method | 0
2020-04-01 | NLD_HV | Simple method region | 19748.2592 | 2.1412 | 42284.9726 | EAST | 2.8069e-13 | 1.1869e-08 | Simple method | 1.0375e-08
2020-04-01 | NLD_HV | Simple method region | 19748.2592 | 2.1412 | 42284.9726 | GENE | 0.14246 | 6024.0221 | Simple method | 5265.6595
2020-04-01 | NLD_HV | Simple method region | 19748.2592 | 2.1412 | 42284.9726 | HORO | 5.8788e-06 | 0.24859 | Simple method | 0.21729
2020-04-01 | NLD_HV | Simple method region | 19748.2592 | 2.1412 | 42284.9726 | HRZE | 5.1374e-05 | 2.1723 | Simple method | 1.8989
2020-04-01 | NLD_HV | Simple method region | 19748.2592 | 2.1412 | 42284.9726 | KIWI | 2.9842e-05 | 1.2619 | Simple method | 1.103
2020-04-01 | NLD_HV | Simple method region | 19748.2592 | 2.1412 | 42284.9726 | KUPE | 1.1147e-09 | 4.7134e-05 | Simple method | 4.12e-05
2020-04-01 | NLD_HV | Simple method region | 19748.2592 | 2.1412 | 42284.9726 | MARL | 0 | 0 | Simple method | 0
2020-04-01 | NLD_HV | Simple method region | 19748.2592 | 2.1412 | 42284.9726 | MELT | 5.0163e-05 | 2.1211 | Simple method | 1.8541
2020-04-01 | NLD_HV | Simple method region | 19748.2592 | 2.1412 | 42284.9726 | MELW | 6.5289e-07 | 0.027607 | Simple method | 0.024132
2020-04-01 | NLD_HV | Simple method region | 19748.2592 | 2.1412 | 42284.9726 | MERI | 0.060365 | 2552.5312 | Simple method | 2231.1937
2020-04-01 | NLD_HV | Simple method region | 19748.2592 | 2.1412 | 42284.9726 | METH | 9.0194e-10 | 3.8138e-05 | Simple method | 3.3337e-05
2020-04-01 | NLD_HV | Simple method region | 19748.2592 | 2.1412 | 42284.9726 | MPOW | 0 | 0 | Simple method | 0
2020-04-01 | NLD_HV | Simple method region | 19748.2592 | 2.1412 | 42284.9726 | MRPL | 0.071913 | 3040.8214 | Simple method | 2658.0132
2020-04-01 | NLD_HV | Simple method region | 19748.2592 | 2.1412 | 42284.9726 | MSVP | 0.019715 | 833.6406 | Simple method | 728.6938
2020-04-01 | NLD_HV | Simple method region | 19748.2592 | 2.1412 | 42284.9726 | NAPA | 0.030064 | 1271.2379 | Simple method | 1111.2021
2020-04-01 | NLD_HV | Simple method region | 19748.2592 | 2.1412 | 42284.9726 | NELS | 0 | 0 | Simple method | 0
2020-04-01 | NLD_HV | Simple method region | 19748.2592 | 2.1412 | 42284.9726 | NPOW | 0.43122 | 18233.9626 | Simple method | 15938.4938
2020-04-01 | NLD_HV | Simple method region | 19748.2592 | 2.1412 | 42284.9726 | NTRG | 0.018369 | 776.7289 | Simple method | 678.9467
2020-04-01 | NLD_HV | Simple method region | 19748.2592 | 2.1412 | 42284.9726 | NZAS | 0 | 0 | Simple method | 0
2020-04-01 | NLD_HV | Simple method region | 19748.2592 | 2.1412 | 42284.9726 | NZST | 0.00022392 | 9.4684 | Simple method | 8.2765
2020-04-01 | NLD_HV | Simple method region | 19748.2592 | 2.1412 | 42284.9726 | OMVP | 1.4476e-09 | 6.1213e-05 | Simple method | 5.3507e-05
2020-04-01 | NLD_HV | Simple method region | 19748.2592 | 2.1412 | 42284.9726 | ORON | 0 | 0 | Simple method | 0
2020-04-01 | NLD_HV | Simple method region | 19748.2592 | 2.1412 | 42284.9726 | PANP | 1.7283e-12 | 7.3082e-08 | Simple method | 6.3881e-08
2020-04-01 | NLD_HV | Simple method region | 19748.2592 | 2.1412 | 42284.9726 | POCO | 0.00018391 | 7.7764 | Simple method | 6.7975
2020-04-01 | NLD_HV | Simple method region | 19748.2592 | 2.1412 | 42284.9726 | POWN | 0.00010037 | 4.2443 | Simple method | 3.71
2020-04-01 | NLD_HV | Simple method region | 19748.2592 | 2.1412 | 42284.9726 | RAYN | 0 | 0 | Simple method | 0
2020-04-01 | NLD_HV | Simple method region | 19748.2592 | 2.1412 | 42284.9726 | SCAN | 1.5045e-09 | 6.3616e-05 | Simple method | 5.5608e-05
2020-04-01 | NLD_HV | Simple method region | 19748.2592 | 2.1412 | 42284.9726 | SCGL | 0.0016787 | 70.9847 | Simple method | 62.0485
2020-04-01 | NLD_HV | Simple method region | 19748.2592 | 2.1412 | 42284.9726 | SHPK | 1.3819e-15 | 5.8434e-11 | Simple method | 5.1078e-11
2020-04-01 | NLD_HV | Simple method region | 19748.2592 | 2.1412 | 42284.9726 | SKOG | 0.0016241 | 68.6732 | Simple method | 60.0279
2020-04-01 | NLD_HV | Simple method region | 19748.2592 | 2.1412 | 42284.9726 | SOLE | 0 | 0 | Simple method | 0
2020-04-01 | NLD_HV | Simple method region | 19748.2592 | 2.1412 | 42284.9726 | SOU2 | 0.00017414 | 7.3635 | Simple method | 6.4365
2020-04-01 | NLD_HV | Simple method region | 19748.2592 | 2.1412 | 42284.9726 | TARW | 0.011229 | 474.8372 | Simple method | 415.0601
2020-04-01 | NLD_HV | Simple method region | 19748.2592 | 2.1412 | 42284.9726 | TASM | 0 | 0 | Simple method | 0
2020-04-01 | NLD_HV | Simple method region | 19748.2592 | 2.1412 | 42284.9726 | TBOP | 2.6423e-05 | 1.1173 | Simple method | 0.97663
2020-04-01 | NLD_HV | Simple method region | 19748.2592 | 2.1412 | 42284.9726 | TOD3 | 0.00013876 | 5.8674 | Simple method | 5.1288
2020-04-01 | NLD_HV | Simple method region | 19748.2592 | 2.1412 | 42284.9726 | TOPE | 0.066612 | 2816.694 | Simple method | 2462.1011
2020-04-01 | NLD_HV | Simple method region | 19748.2592 | 2.1412 | 42284.9726 | TRNZ | 8.0547e-06 | 0.34059 | Simple method | 0.29771
2020-04-01 | NLD_HV | Simple method region | 19748.2592 | 2.1412 | 42284.9726 | TRUG | 0.00052182 | 22.0653 | Simple method | 19.2875
2020-04-01 | NLD_HV | Simple method region | 19748.2592 | 2.1412 | 42284.9726 | UNET | 0.0025579 | 108.1601 | Simple method | 94.5438
2020-04-01 | NLD_HV | Simple method region | 19748.2592 | 2.1412 | 42284.9726 | UNIS | 0.0058365 | 246.7945 | Simple method | 215.7256
2020-04-01 | NLD_HV | Simple method region | 19748.2592 | 2.1412 | 42284.9726 | VECT | 0.00089092 | 37.6723 | Simple method | 32.9298
2020-04-01 | NLD_HV | Simple method region | 19748.2592 | 2.1412 | 42284.9726 | WAIP | 2.8583e-06 | 0.12086 | Simple method | 0.10565
2020-04-01 | NLD_HV | Simple method region | 19748.2592 | 2.1412 | 42284.9726 | WATA | 0 | 0 | Simple method | 0
2020-04-01 | NLD_HV | Simple method region | 19748.2592 | 2.1412 | 42284.9726 | WAV1 | 0.011545 | 488.1679 | Simple method | 426.7126
2020-04-01 | NLD_HV | Simple method region | 19748.2592 | 2.1412 | 42284.9726 | WELE | 0.0022706 | 96.013 | Simple method | 83.926
2020-04-01 | NLD_HV | Simple method region | 19748.2592 | 2.1412 | 42284.9726 | WNST | 8.9691e-13 | 3.7926e-08 | Simple method | 3.3151e-08
2020-04-01 | NLD_HV | Simple method region | 19748.2592 | 2.1412 | 42284.9726 | WPOW | 0 | 0 | Simple method | 0
2020-04-01 | NLD_HV | Simple method region | 19748.2592 | 2.1412 | 42284.9726 | WTOM | 3.812e-06 | 0.16119 | Simple method | 0.1409
2020-05-01 | NLD_HV | Simple method region | 131037.7726 | 0.3989 | 52270.9675 | ALPE | 0 | 0 | Simple method | 0
2020-05-01 | NLD_HV | Simple method region | 131037.7726 | 0.3989 | 52270.9675 | BUEL | 0 | 0 | Simple method | 0
2020-05-01 | NLD_HV | Simple method region | 131037.7726 | 0.3989 | 52270.9675 | CHBP | 2.1476e-09 | 0.00011226 | Simple method | 9.8124e-05
2020-05-01 | NLD_HV | Simple method region | 131037.7726 | 0.3989 | 52270.9675 | COUP | 2.8657e-06 | 0.14979 | Simple method | 0.13094
2020-05-01 | NLD_HV | Simple method region | 131037.7726 | 0.3989 | 52270.9675 | CTCT | 0.12002 | 6273.3345 | Simple method | 5483.5861
2020-05-01 | NLD_HV | Simple method region | 131037.7726 | 0.3989 | 52270.9675 | DUNE | 0.000111 | 5.8021 | Simple method | 5.0717
2020-05-01 | NLD_HV | Simple method region | 131037.7726 | 0.3989 | 52270.9675 | EASH | 0 | 0 | Simple method | 0
2020-05-01 | NLD_HV | Simple method region | 131037.7726 | 0.3989 | 52270.9675 | EAST | 2.8069e-13 | 1.4672e-08 | Simple method | 1.2825e-08
2020-05-01 | NLD_HV | Simple method region | 131037.7726 | 0.3989 | 52270.9675 | GENE | 0.14246 | 7446.6517 | Simple method | 6509.1947
2020-05-01 | NLD_HV | Simple method region | 131037.7726 | 0.3989 | 52270.9675 | HORO | 5.8788e-06 | 0.30729 | Simple method | 0.26861
2020-05-01 | NLD_HV | Simple method region | 131037.7726 | 0.3989 | 52270.9675 | HRZE | 5.1374e-05 | 2.6853 | Simple method | 2.3473
2020-05-01 | NLD_HV | Simple method region | 131037.7726 | 0.3989 | 52270.9675 | KIWI | 2.9842e-05 | 1.5599 | Simple method | 1.3635
2020-05-01 | NLD_HV | Simple method region | 131037.7726 | 0.3989 | 52270.9675 | KUPE | 1.1147e-09 | 5.8265e-05 | Simple method | 5.093e-05
2020-05-01 | NLD_HV | Simple method region | 131037.7726 | 0.3989 | 52270.9675 | MARL | 0 | 0 | Simple method | 0
2020-05-01 | NLD_HV | Simple method region | 131037.7726 | 0.3989 | 52270.9675 | MELT | 5.0163e-05 | 2.6221 | Simple method | 2.292
2020-05-01 | NLD_HV | Simple method region | 131037.7726 | 0.3989 | 52270.9675 | MELW | 6.5289e-07 | 0.034127 | Simple method | 0.029831
2020-05-01 | NLD_HV | Simple method region | 131037.7726 | 0.3989 | 52270.9675 | MERI | 0.060365 | 3155.3355 | Simple method | 2758.1112
2020-05-01 | NLD_HV | Simple method region | 131037.7726 | 0.3989 | 52270.9675 | METH | 9.0194e-10 | 4.7145e-05 | Simple method | 4.121e-05
2020-05-01 | NLD_HV | Simple method region | 131037.7726 | 0.3989 | 52270.9675 | MPOW | 0 | 0 | Simple method | 0
2020-05-01 | NLD_HV | Simple method region | 131037.7726 | 0.3989 | 52270.9675 | MRPL | 0.071913 | 3758.94 | Simple method | 3285.7281
2020-05-01 | NLD_HV | Simple method region | 131037.7726 | 0.3989 | 52270.9675 | MSVP | 0.019715 | 1030.5127 | Simple method | 900.7817
2020-05-01 | NLD_HV | Simple method region | 131037.7726 | 0.3989 | 52270.9675 | NAPA | 0.030064 | 1571.4528 | Simple method | 1373.623
2020-05-01 | NLD_HV | Simple method region | 131037.7726 | 0.3989 | 52270.9675 | NELS | 0 | 0 | Simple method | 0
2020-05-01 | NLD_HV | Simple method region | 131037.7726 | 0.3989 | 52270.9675 | NPOW | 0.43122 | 22540.0848 | Simple method | 19702.5194
2020-05-01 | NLD_HV | Simple method region | 131037.7726 | 0.3989 | 52270.9675 | NTRG | 0.018369 | 960.1608 | Simple method | 839.2864
2020-05-01 | NLD_HV | Simple method region | 131037.7726 | 0.3989 | 52270.9675 | NZAS | 0 | 0 | Simple method | 0
2020-05-01 | NLD_HV | Simple method region | 131037.7726 | 0.3989 | 52270.9675 | NZST | 0.00022392 | 11.7045 | Simple method | 10.231
2020-05-01 | NLD_HV | Simple method region | 131037.7726 | 0.3989 | 52270.9675 | OMVP | 1.4476e-09 | 7.5669e-05 | Simple method | 6.6143e-05
2020-05-01 | NLD_HV | Simple method region | 131037.7726 | 0.3989 | 52270.9675 | ORON | 0 | 0 | Simple method | 0
2020-05-01 | NLD_HV | Simple method region | 131037.7726 | 0.3989 | 52270.9675 | PANP | 1.7283e-12 | 9.0341e-08 | Simple method | 7.8968e-08
2020-05-01 | NLD_HV | Simple method region | 131037.7726 | 0.3989 | 52270.9675 | POCO | 0.00018391 | 9.6129 | Simple method | 8.4027
2020-05-01 | NLD_HV | Simple method region | 131037.7726 | 0.3989 | 52270.9675 | POWN | 0.00010037 | 5.2467 | Simple method | 4.5862
2020-05-01 | NLD_HV | Simple method region | 131037.7726 | 0.3989 | 52270.9675 | RAYN | 0 | 0 | Simple method | 0
2020-05-01 | NLD_HV | Simple method region | 131037.7726 | 0.3989 | 52270.9675 | SCAN | 1.5045e-09 | 7.864e-05 | Simple method | 6.874e-05
2020-05-01 | NLD_HV | Simple method region | 131037.7726 | 0.3989 | 52270.9675 | SCGL | 0.0016787 | 87.7485 | Simple method | 76.7018
2020-05-01 | NLD_HV | Simple method region | 131037.7726 | 0.3989 | 52270.9675 | SHPK | 1.3819e-15 | 7.2234e-11 | Simple method | 6.3141e-11
2020-05-01 | NLD_HV | Simple method region | 131037.7726 | 0.3989 | 52270.9675 | SKOG | 0.0016241 | 84.891 | Simple method | 74.2041
2020-05-01 | NLD_HV | Simple method region | 131037.7726 | 0.3989 | 52270.9675 | SOLE | 0 | 0 | Simple method | 0
2020-05-01 | NLD_HV | Simple method region | 131037.7726 | 0.3989 | 52270.9675 | SOU2 | 0.00017414 | 9.1025 | Simple method | 7.9566
2020-05-01 | NLD_HV | Simple method region | 131037.7726 | 0.3989 | 52270.9675 | TARW | 0.011229 | 586.9745 | Simple method | 513.0804
2020-05-01 | NLD_HV | Simple method region | 131037.7726 | 0.3989 | 52270.9675 | TASM | 0 | 0 | Simple method | 0
2020-05-01 | NLD_HV | Simple method region | 131037.7726 | 0.3989 | 52270.9675 | TBOP | 2.6423e-05 | 1.3811 | Simple method | 1.2073
2020-05-01 | NLD_HV | Simple method region | 131037.7726 | 0.3989 | 52270.9675 | TOD3 | 0.00013876 | 7.2531 | Simple method | 6.34
2020-05-01 | NLD_HV | Simple method region | 131037.7726 | 0.3989 | 52270.9675 | TOPE | 0.066612 | 3481.8828 | Simple method | 3043.5495
2020-05-01 | NLD_HV | Simple method region | 131037.7726 | 0.3989 | 52270.9675 | TRNZ | 8.0547e-06 | 0.42103 | Simple method | 0.36802
2020-05-01 | NLD_HV | Simple method region | 131037.7726 | 0.3989 | 52270.9675 | TRUG | 0.00052182 | 27.2762 | Simple method | 23.8424
2020-05-01 | NLD_HV | Simple method region | 131037.7726 | 0.3989 | 52270.9675 | UNET | 0.0025579 | 133.7031 | Simple method | 116.8712
2020-05-01 | NLD_HV | Simple method region | 131037.7726 | 0.3989 | 52270.9675 | UNIS | 0.0058365 | 305.0773 | Simple method | 266.6712
2020-05-01 | NLD_HV | Simple method region | 131037.7726 | 0.3989 | 52270.9675 | VECT | 0.00089092 | 46.569 | Simple method | 40.7064
2020-05-01 | NLD_HV | Simple method region | 131037.7726 | 0.3989 | 52270.9675 | WAIP | 2.8583e-06 | 0.14941 | Simple method | 0.1306
2020-05-01 | NLD_HV | Simple method region | 131037.7726 | 0.3989 | 52270.9675 | WATA | 0 | 0 | Simple method | 0
2020-05-01 | NLD_HV | Simple method region | 131037.7726 | 0.3989 | 52270.9675 | WAV1 | 0.011545 | 603.4534 | Simple method | 527.4848
2020-05-01 | NLD_HV | Simple method region | 131037.7726 | 0.3989 | 52270.9675 | WELE | 0.0022706 | 118.6874 | Simple method | 103.7459
2020-05-01 | NLD_HV | Simple method region | 131037.7726 | 0.3989 | 52270.9675 | WNST | 8.9691e-13 | 4.6882e-08 | Simple method | 4.098e-08
2020-05-01 | NLD_HV | Simple method region | 131037.7726 | 0.3989 | 52270.9675 | WPOW | 0 | 0 | Simple method | 0
2020-05-01 | NLD_HV | Simple method region | 131037.7726 | 0.3989 | 52270.9675 | WTOM | 3.812e-06 | 0.19926 | Simple method | 0.17417
2020-06-01 | NLD_HV | Simple method region | 220500.2504 | 0.4449 | 98100.5614 | ALPE | 0 | 0 | Simple method | 0
2020-06-01 | NLD_HV | Simple method region | 220500.2504 | 0.4449 | 98100.5614 | BUEL | 0 | 0 | Simple method | 0
2020-06-01 | NLD_HV | Simple method region | 220500.2504 | 0.4449 | 98100.5614 | CHBP | 2.1476e-09 | 0.00021068 | Simple method | 0.00018416
2020-06-01 | NLD_HV | Simple method region | 220500.2504 | 0.4449 | 98100.5614 | COUP | 2.8657e-06 | 0.28113 | Simple method | 0.24574
2020-06-01 | NLD_HV | Simple method region | 220500.2504 | 0.4449 | 98100.5614 | CTCT | 0.12002 | 11773.6034 | Simple method | 10291.4275
2020-06-01 | NLD_HV | Simple method region | 220500.2504 | 0.4449 | 98100.5614 | DUNE | 0.000111 | 10.8892 | Simple method | 9.5183
2020-06-01 | NLD_HV | Simple method region | 220500.2504 | 0.4449 | 98100.5614 | EASH | 0 | 0 | Simple method | 0
2020-06-01 | NLD_HV | Simple method region | 220500.2504 | 0.4449 | 98100.5614 | EAST | 2.8069e-13 | 2.7536e-08 | Simple method | 2.407e-08
2020-06-01 | NLD_HV | Simple method region | 220500.2504 | 0.4449 | 98100.5614 | GENE | 0.14246 | 13975.6493 | Simple method | 12216.2585
2020-06-01 | NLD_HV | Simple method region | 220500.2504 | 0.4449 | 98100.5614 | HORO | 5.8788e-06 | 0.57672 | Simple method | 0.50411
2020-06-01 | NLD_HV | Simple method region | 220500.2504 | 0.4449 | 98100.5614 | HRZE | 5.1374e-05 | 5.0398 | Simple method | 4.4053
2020-06-01 | NLD_HV | Simple method region | 220500.2504 | 0.4449 | 98100.5614 | KIWI | 2.9842e-05 | 2.9276 | Simple method | 2.559
2020-06-01 | NLD_HV | Simple method region | 220500.2504 | 0.4449 | 98100.5614 | KUPE | 1.1147e-09 | 0.00010935 | Simple method | 9.5584e-05
2020-06-01 | NLD_HV | Simple method region | 220500.2504 | 0.4449 | 98100.5614 | MARL | 0 | 0 | Simple method | 0
2020-06-01 | NLD_HV | Simple method region | 220500.2504 | 0.4449 | 98100.5614 | MELT | 5.0163e-05 | 4.921 | Simple method | 4.3015
2020-06-01 | NLD_HV | Simple method region | 220500.2504 | 0.4449 | 98100.5614 | MELW | 6.5289e-07 | 0.064049 | Simple method | 0.055986
2020-06-01 | NLD_HV | Simple method region | 220500.2504 | 0.4449 | 98100.5614 | MERI | 0.060365 | 5921.8378 | Simple method | 5176.3391
2020-06-01 | NLD_HV | Simple method region | 220500.2504 | 0.4449 | 98100.5614 | METH | 9.0194e-10 | 8.8481e-05 | Simple method | 7.7342e-05
2020-06-01 | NLD_HV | Simple method region | 220500.2504 | 0.4449 | 98100.5614 | MPOW | 0 | 0 | Simple method | 0
2020-06-01 | NLD_HV | Simple method region | 220500.2504 | 0.4449 | 98100.5614 | MRPL | 0.071913 | 7054.6643 | Simple method | 6166.5545
2020-06-01 | NLD_HV | Simple method region | 220500.2504 | 0.4449 | 98100.5614 | MSVP | 0.019715 | 1934.0349 | Simple method | 1690.5597
2020-06-01 | NLD_HV | Simple method region | 220500.2504 | 0.4449 | 98100.5614 | NAPA | 0.030064 | 2949.2547 | Simple method | 2577.9738
2020-06-01 | NLD_HV | Simple method region | 220500.2504 | 0.4449 | 98100.5614 | NELS | 0 | 0 | Simple method | 0
2020-06-01 | NLD_HV | Simple method region | 220500.2504 | 0.4449 | 98100.5614 | NPOW | 0.43122 | 42302.5454 | Simple method | 36977.089
2020-06-01 | NLD_HV | Simple method region | 220500.2504 | 0.4449 | 98100.5614 | NTRG | 0.018369 | 1802.0005 | Simple method | 1575.1471
2020-06-01 | NLD_HV | Simple method region | 220500.2504 | 0.4449 | 98100.5614 | NZAS | 0 | 0 | Simple method | 0
2020-06-01 | NLD_HV | Simple method region | 220500.2504 | 0.4449 | 98100.5614 | NZST | 0.00022392 | 21.9666 | Simple method | 19.2013
2020-06-01 | NLD_HV | Simple method region | 220500.2504 | 0.4449 | 98100.5614 | OMVP | 1.4476e-09 | 0.00014201 | Simple method | 0.00012414
2020-06-01 | NLD_HV | Simple method region | 220500.2504 | 0.4449 | 98100.5614 | ORON | 0 | 0 | Simple method | 0
2020-06-01 | NLD_HV | Simple method region | 220500.2504 | 0.4449 | 98100.5614 | PANP | 1.7283e-12 | 1.6955e-07 | Simple method | 1.482e-07
2020-06-01 | NLD_HV | Simple method region | 220500.2504 | 0.4449 | 98100.5614 | POCO | 0.00018391 | 18.0412 | Simple method | 15.77
2020-06-01 | NLD_HV | Simple method region | 220500.2504 | 0.4449 | 98100.5614 | POWN | 0.00010037 | 9.8468 | Simple method | 8.6072
2020-06-01 | NLD_HV | Simple method region | 220500.2504 | 0.4449 | 98100.5614 | RAYN | 0 | 0 | Simple method | 0
2020-06-01 | NLD_HV | Simple method region | 220500.2504 | 0.4449 | 98100.5614 | SCAN | 1.5045e-09 | 0.00014759 | Simple method | 0.00012901
2020-06-01 | NLD_HV | Simple method region | 220500.2504 | 0.4449 | 98100.5614 | SCGL | 0.0016787 | 164.6836 | Simple method | 143.9517
2020-06-01 | NLD_HV | Simple method region | 220500.2504 | 0.4449 | 98100.5614 | SHPK | 1.3819e-15 | 1.3557e-10 | Simple method | 1.185e-10
2020-06-01 | NLD_HV | Simple method region | 220500.2504 | 0.4449 | 98100.5614 | SKOG | 0.0016241 | 159.3209 | Simple method | 139.264
2020-06-01 | NLD_HV | Simple method region | 220500.2504 | 0.4449 | 98100.5614 | SOLE | 0 | 0 | Simple method | 0
2020-06-01 | NLD_HV | Simple method region | 220500.2504 | 0.4449 | 98100.5614 | SOU2 | 0.00017414 | 17.0833 | Simple method | 14.9327
2020-06-01 | NLD_HV | Simple method region | 220500.2504 | 0.4449 | 98100.5614 | TARW | 0.011229 | 1101.6158 | Simple method | 962.9337
2020-06-01 | NLD_HV | Simple method region | 220500.2504 | 0.4449 | 98100.5614 | TASM | 0 | 0 | Simple method | 0
2020-06-01 | NLD_HV | Simple method region | 220500.2504 | 0.4449 | 98100.5614 | TBOP | 2.6423e-05 | 2.5921 | Simple method | 2.2658
2020-06-01 | NLD_HV | Simple method region | 220500.2504 | 0.4449 | 98100.5614 | TOD3 | 0.00013876 | 13.6123 | Simple method | 11.8987
2020-06-01 | NLD_HV | Simple method region | 220500.2504 | 0.4449 | 98100.5614 | TOPE | 0.066612 | 6534.6918 | Simple method | 5712.0411
2020-06-01 | NLD_HV | Simple method region | 220500.2504 | 0.4449 | 98100.5614 | TRNZ | 8.0547e-06 | 0.79017 | Simple method | 0.69069
2020-06-01 | NLD_HV | Simple method region | 220500.2504 | 0.4449 | 98100.5614 | TRUG | 0.00052182 | 51.1911 | Simple method | 44.7467
2020-06-01 | NLD_HV | Simple method region | 220500.2504 | 0.4449 | 98100.5614 | UNET | 0.0025579 | 250.9299 | Simple method | 219.3404
2020-06-01 | NLD_HV | Simple method region | 220500.2504 | 0.4449 | 98100.5614 | UNIS | 0.0058365 | 572.5599 | Simple method | 500.4805
2020-06-01 | NLD_HV | Simple method region | 220500.2504 | 0.4449 | 98100.5614 | VECT | 0.00089092 | 87.3993 | Simple method | 76.3966
2020-06-01 | NLD_HV | Simple method region | 220500.2504 | 0.4449 | 98100.5614 | WAIP | 2.8583e-06 | 0.2804 | Simple method | 0.2451
2020-06-01 | NLD_HV | Simple method region | 220500.2504 | 0.4449 | 98100.5614 | WATA | 0 | 0 | Simple method | 0
2020-06-01 | NLD_HV | Simple method region | 220500.2504 | 0.4449 | 98100.5614 | WAV1 | 0.011545 | 1132.543 | Simple method | 989.9674
2020-06-01 | NLD_HV | Simple method region | 220500.2504 | 0.4449 | 98100.5614 | WELE | 0.0022706 | 222.7489 | Simple method | 194.7071
2020-06-01 | NLD_HV | Simple method region | 220500.2504 | 0.4449 | 98100.5614 | WNST | 8.9691e-13 | 8.7987e-08 | Simple method | 7.6911e-08
2020-06-01 | NLD_HV | Simple method region | 220500.2504 | 0.4449 | 98100.5614 | WPOW | 0 | 0 | Simple method | 0
2020-06-01 | NLD_HV | Simple method region | 220500.2504 | 0.4449 | 98100.5614 | WTOM | 3.812e-06 | 0.37396 | Simple method | 0.32688
2020-07-01 | NLD_HV | Simple method region | 184591.7363 | 0.5722 | 105623.3915 | ALPE | 0 | 0 | Simple method | 0
2020-07-01 | NLD_HV | Simple method region | 184591.7363 | 0.5722 | 105623.3915 | BUEL | 0 | 0 | Simple method | 0
2020-07-01 | NLD_HV | Simple method region | 184591.7363 | 0.5722 | 105623.3915 | CHBP | 2.1476e-09 | 0.00022683 | Simple method | 0.00019828
2020-07-01 | NLD_HV | Simple method region | 184591.7363 | 0.5722 | 105623.3915 | COUP | 2.8657e-06 | 0.30269 | Simple method | 0.26458
2020-07-01 | NLD_HV | Simple method region | 184591.7363 | 0.5722 | 105623.3915 | CTCT | 0.12002 | 12676.4608 | Simple method | 11080.6244
2020-07-01 | NLD_HV | Simple method region | 184591.7363 | 0.5722 | 105623.3915 | DUNE | 0.000111 | 11.7242 | Simple method | 10.2483
2020-07-01 | NLD_HV | Simple method region | 184591.7363 | 0.5722 | 105623.3915 | EASH | 0 | 0 | Simple method | 0
2020-07-01 | NLD_HV | Simple method region | 184591.7363 | 0.5722 | 105623.3915 | EAST | 2.8069e-13 | 2.9648e-08 | Simple method | 2.5915e-08
2020-07-01 | NLD_HV | Simple method region | 184591.7363 | 0.5722 | 105623.3915 | GENE | 0.14246 | 15047.3704 | Simple method | 13153.0608
2020-07-01 | NLD_HV | Simple method region | 184591.7363 | 0.5722 | 105623.3915 | HORO | 5.8788e-06 | 0.62094 | Simple method | 0.54277
2020-07-01 | NLD_HV | Simple method region | 184591.7363 | 0.5722 | 105623.3915 | HRZE | 5.1374e-05 | 5.4262 | Simple method | 4.7431
2020-07-01 | NLD_HV | Simple method region | 184591.7363 | 0.5722 | 105623.3915 | KIWI | 2.9842e-05 | 3.1521 | Simple method | 2.7553
2020-07-01 | NLD_HV | Simple method region | 184591.7363 | 0.5722 | 105623.3915 | KUPE | 1.1147e-09 | 0.00011774 | Simple method | 0.00010291
2020-07-01 | NLD_HV | Simple method region | 184591.7363 | 0.5722 | 105623.3915 | MARL | 0 | 0 | Simple method | 0
2020-07-01 | NLD_HV | Simple method region | 184591.7363 | 0.5722 | 105623.3915 | MELT | 5.0163e-05 | 5.2984 | Simple method | 4.6314
2020-07-01 | NLD_HV | Simple method region | 184591.7363 | 0.5722 | 105623.3915 | MELW | 6.5289e-07 | 0.06896 | Simple method | 0.060279
2020-07-01 | NLD_HV | Simple method region | 184591.7363 | 0.5722 | 105623.3915 | MERI | 0.060365 | 6375.9532 | Simple method | 5573.2861
2020-07-01 | NLD_HV | Simple method region | 184591.7363 | 0.5722 | 105623.3915 | METH | 9.0194e-10 | 9.5266e-05 | Simple method | 8.3273e-05
2020-07-01 | NLD_HV | Simple method region | 184591.7363 | 0.5722 | 105623.3915 | MPOW | 0 | 0 | Simple method | 0
2020-07-01 | NLD_HV | Simple method region | 184591.7363 | 0.5722 | 105623.3915 | MRPL | 0.071913 | 7595.6504 | Simple method | 6639.436
2020-07-01 | NLD_HV | Simple method region | 184591.7363 | 0.5722 | 105623.3915 | MSVP | 0.019715 | 2082.3461 | Simple method | 1820.2001
2020-07-01 | NLD_HV | Simple method region | 184591.7363 | 0.5722 | 105623.3915 | NAPA | 0.030064 | 3175.418 | Simple method | 2775.6654
2020-07-01 | NLD_HV | Simple method region | 184591.7363 | 0.5722 | 105623.3915 | NELS | 0 | 0 | Simple method | 0
2020-07-01 | NLD_HV | Simple method region | 184591.7363 | 0.5722 | 105623.3915 | NPOW | 0.43122 | 45546.5111 | Simple method | 39812.6727
2020-07-01 | NLD_HV | Simple method region | 184591.7363 | 0.5722 | 105623.3915 | NTRG | 0.018369 | 1940.1867 | Simple method | 1695.9371
2020-07-01 | NLD_HV | Simple method region | 184591.7363 | 0.5722 | 105623.3915 | NZAS | 0 | 0 | Simple method | 0
2020-07-01 | NLD_HV | Simple method region | 184591.7363 | 0.5722 | 105623.3915 | NZST | 0.00022392 | 23.6512 | Simple method | 20.6737
2020-07-01 | NLD_HV | Simple method region | 184591.7363 | 0.5722 | 105623.3915 | OMVP | 1.4476e-09 | 0.0001529 | Simple method | 0.00013365
2020-07-01 | NLD_HV | Simple method region | 184591.7363 | 0.5722 | 105623.3915 | ORON | 0 | 0 | Simple method | 0
2020-07-01 | NLD_HV | Simple method region | 184591.7363 | 0.5722 | 105623.3915 | PANP | 1.7283e-12 | 1.8255e-07 | Simple method | 1.5957e-07
2020-07-01 | NLD_HV | Simple method region | 184591.7363 | 0.5722 | 105623.3915 | POCO | 0.00018391 | 19.4247 | Simple method | 16.9793
2020-07-01 | NLD_HV | Simple method region | 184591.7363 | 0.5722 | 105623.3915 | POWN | 0.00010037 | 10.6019 | Simple method | 9.2672
2020-07-01 | NLD_HV | Simple method region | 184591.7363 | 0.5722 | 105623.3915 | RAYN | 0 | 0 | Simple method | 0
2020-07-01 | NLD_HV | Simple method region | 184591.7363 | 0.5722 | 105623.3915 | SCAN | 1.5045e-09 | 0.00015891 | Simple method | 0.0001389
2020-07-01 | NLD_HV | Simple method region | 184591.7363 | 0.5722 | 105623.3915 | SCGL | 0.0016787 | 177.3124 | Simple method | 154.9906
2020-07-01 | NLD_HV | Simple method region | 184591.7363 | 0.5722 | 105623.3915 | SHPK | 1.3819e-15 | 1.4596e-10 | Simple method | 1.2759e-10
2020-07-01 | NLD_HV | Simple method region | 184591.7363 | 0.5722 | 105623.3915 | SKOG | 0.0016241 | 171.5384 | Simple method | 149.9435
2020-07-01 | NLD_HV | Simple method region | 184591.7363 | 0.5722 | 105623.3915 | SOLE | 0 | 0 | Simple method | 0
2020-07-01 | NLD_HV | Simple method region | 184591.7363 | 0.5722 | 105623.3915 | SOU2 | 0.00017414 | 18.3933 | Simple method | 16.0778
2020-07-01 | NLD_HV | Simple method region | 184591.7363 | 0.5722 | 105623.3915 | TARW | 0.011229 | 1186.0931 | Simple method | 1036.7761
2020-07-01 | NLD_HV | Simple method region | 184591.7363 | 0.5722 | 105623.3915 | TASM | 0 | 0 | Simple method | 0
2020-07-01 | NLD_HV | Simple method region | 184591.7363 | 0.5722 | 105623.3915 | TBOP | 2.6423e-05 | 2.7909 | Simple method | 2.4395
2020-07-01 | NLD_HV | Simple method region | 184591.7363 | 0.5722 | 105623.3915 | TOD3 | 0.00013876 | 14.6562 | Simple method | 12.8111
2020-07-01 | NLD_HV | Simple method region | 184591.7363 | 0.5722 | 105623.3915 | TOPE | 0.066612 | 7035.8038 | Simple method | 6150.0683
2020-07-01 | NLD_HV | Simple method region | 184591.7363 | 0.5722 | 105623.3915 | TRNZ | 8.0547e-06 | 0.85076 | Simple method | 0.74366
2020-07-01 | NLD_HV | Simple method region | 184591.7363 | 0.5722 | 105623.3915 | TRUG | 0.00052182 | 55.1167 | Simple method | 48.1781
2020-07-01 | NLD_HV | Simple method region | 184591.7363 | 0.5722 | 105623.3915 | UNET | 0.0025579 | 270.1724 | Simple method | 236.1604
2020-07-01 | NLD_HV | Simple method region | 184591.7363 | 0.5722 | 105623.3915 | UNIS | 0.0058365 | 616.4666 | Simple method | 538.8598
2020-07-01 | NLD_HV | Simple method region | 184591.7363 | 0.5722 | 105623.3915 | VECT | 0.00089092 | 94.1015 | Simple method | 82.2551
2020-07-01 | NLD_HV | Simple method region | 184591.7363 | 0.5722 | 105623.3915 | WAIP | 2.8583e-06 | 0.30191 | Simple method | 0.2639
2020-07-01 | NLD_HV | Simple method region | 184591.7363 | 0.5722 | 105623.3915 | WATA | 0 | 0 | Simple method | 0
2020-07-01 | NLD_HV | Simple method region | 184591.7363 | 0.5722 | 105623.3915 | WAV1 | 0.011545 | 1219.3919 | Simple method | 1065.883
2020-07-01 | NLD_HV | Simple method region | 184591.7363 | 0.5722 | 105623.3915 | WELE | 0.0022706 | 239.8304 | Simple method | 209.6382
2020-07-01 | NLD_HV | Simple method region | 184591.7363 | 0.5722 | 105623.3915 | WNST | 8.9691e-13 | 9.4735e-08 | Simple method | 8.2809e-08
2020-07-01 | NLD_HV | Simple method region | 184591.7363 | 0.5722 | 105623.3915 | WPOW | 0 | 0 | Simple method | 0
2020-07-01 | NLD_HV | Simple method region | 184591.7363 | 0.5722 | 105623.3915 | WTOM | 3.812e-06 | 0.40264 | Simple method | 0.35195
2020-08-01 | NLD_HV | Simple method region | 128749.0975 | 0.9035 | 116324.8096 | ALPE | 0 | 0 | Simple method | 0
2020-08-01 | NLD_HV | Simple method region | 128749.0975 | 0.9035 | 116324.8096 | BUEL | 0 | 0 | Simple method | 0
2020-08-01 | NLD_HV | Simple method region | 128749.0975 | 0.9035 | 116324.8096 | CHBP | 2.1476e-09 | 0.00024982 | Simple method | 0.00021837
2020-08-01 | NLD_HV | Simple method region | 128749.0975 | 0.9035 | 116324.8096 | COUP | 2.8657e-06 | 0.33335 | Simple method | 0.29139
2020-08-01 | NLD_HV | Simple method region | 128749.0975 | 0.9035 | 116324.8096 | CTCT | 0.12002 | 13960.7985 | Simple method | 12203.2772
2020-08-01 | NLD_HV | Simple method region | 128749.0975 | 0.9035 | 116324.8096 | DUNE | 0.000111 | 12.9121 | Simple method | 11.2866
2020-08-01 | NLD_HV | Simple method region | 128749.0975 | 0.9035 | 116324.8096 | EASH | 0 | 0 | Simple method | 0
2020-08-01 | NLD_HV | Simple method region | 128749.0975 | 0.9035 | 116324.8096 | EAST | 2.8069e-13 | 3.2652e-08 | Simple method | 2.8541e-08
2020-08-01 | NLD_HV | Simple method region | 128749.0975 | 0.9035 | 116324.8096 | GENE | 0.14246 | 16571.921 | Simple method | 14485.6861
2020-08-01 | NLD_HV | Simple method region | 128749.0975 | 0.9035 | 116324.8096 | HORO | 5.8788e-06 | 0.68385 | Simple method | 0.59776
2020-08-01 | NLD_HV | Simple method region | 128749.0975 | 0.9035 | 116324.8096 | HRZE | 5.1374e-05 | 5.976 | Simple method | 5.2237
2020-08-01 | NLD_HV | Simple method region | 128749.0975 | 0.9035 | 116324.8096 | KIWI | 2.9842e-05 | 3.4714 | Simple method | 3.0344
2020-08-01 | NLD_HV | Simple method region | 128749.0975 | 0.9035 | 116324.8096 | KUPE | 1.1147e-09 | 0.00012966 | Simple method | 0.00011334
2020-08-01 | NLD_HV | Simple method region | 128749.0975 | 0.9035 | 116324.8096 | MARL | 0 | 0 | Simple method | 0
2020-08-01 | NLD_HV | Simple method region | 128749.0975 | 0.9035 | 116324.8096 | MELT | 5.0163e-05 | 5.8352 | Simple method | 5.1006
2020-08-01 | NLD_HV | Simple method region | 128749.0975 | 0.9035 | 116324.8096 | MELW | 6.5289e-07 | 0.075947 | Simple method | 0.066386
2020-08-01 | NLD_HV | Simple method region | 128749.0975 | 0.9035 | 116324.8096 | MERI | 0.060365 | 7021.944 | Simple method | 6137.9533
2020-08-01 | NLD_HV | Simple method region | 128749.0975 | 0.9035 | 116324.8096 | METH | 9.0194e-10 | 0.00010492 | Simple method | 9.171e-05
2020-08-01 | NLD_HV | Simple method region | 128749.0975 | 0.9035 | 116324.8096 | MPOW | 0 | 0 | Simple method | 0
2020-08-01 | NLD_HV | Simple method region | 128749.0975 | 0.9035 | 116324.8096 | MRPL | 0.071913 | 8365.217 | Simple method | 7312.122
2020-08-01 | NLD_HV | Simple method region | 128749.0975 | 0.9035 | 116324.8096 | MSVP | 0.019715 | 2293.3227 | Simple method | 2004.6169
2020-08-01 | NLD_HV | Simple method region | 128749.0975 | 0.9035 | 116324.8096 | NAPA | 0.030064 | 3497.141 | Simple method | 3056.8868
2020-08-01 | NLD_HV | Simple method region | 128749.0975 | 0.9035 | 116324.8096 | NELS | 0 | 0 | Simple method | 0
2020-08-01 | NLD_HV | Simple method region | 128749.0975 | 0.9035 | 116324.8096 | NPOW | 0.43122 | 50161.1353 | Simple method | 43846.3631
2020-08-01 | NLD_HV | Simple method region | 128749.0975 | 0.9035 | 116324.8096 | NTRG | 0.018369 | 2136.7601 | Simple method | 1867.7639
2020-08-01 | NLD_HV | Simple method region | 128749.0975 | 0.9035 | 116324.8096 | NZAS | 0 | 0 | Simple method | 0
2020-08-01 | NLD_HV | Simple method region | 128749.0975 | 0.9035 | 116324.8096 | NZST | 0.00022392 | 26.0474 | Simple method | 22.7683
2020-08-01 | NLD_HV | Simple method region | 128749.0975 | 0.9035 | 116324.8096 | OMVP | 1.4476e-09 | 0.0001684 | Simple method | 0.0001472
2020-08-01 | NLD_HV | Simple method region | 128749.0975 | 0.9035 | 116324.8096 | ORON | 0 | 0 | Simple method | 0
2020-08-01 | NLD_HV | Simple method region | 128749.0975 | 0.9035 | 116324.8096 | PANP | 1.7283e-12 | 2.0105e-07 | Simple method | 1.7574e-07
2020-08-01 | NLD_HV | Simple method region | 128749.0975 | 0.9035 | 116324.8096 | POCO | 0.00018391 | 21.3928 | Simple method | 18.6996
2020-08-01 | NLD_HV | Simple method region | 128749.0975 | 0.9035 | 116324.8096 | POWN | 0.00010037 | 11.6761 | Simple method | 10.2062
2020-08-01 | NLD_HV | Simple method region | 128749.0975 | 0.9035 | 116324.8096 | RAYN | 0 | 0 | Simple method | 0
2020-08-01 | NLD_HV | Simple method region | 128749.0975 | 0.9035 | 116324.8096 | SCAN | 1.5045e-09 | 0.00017501 | Simple method | 0.00015298
2020-08-01 | NLD_HV | Simple method region | 128749.0975 | 0.9035 | 116324.8096 | SCGL | 0.0016787 | 195.2771 | Simple method | 170.6937
2020-08-01 | NLD_HV | Simple method region | 128749.0975 | 0.9035 | 116324.8096 | SHPK | 1.3819e-15 | 1.6075e-10 | Simple method | 1.4051e-10
2020-08-01 | NLD_HV | Simple method region | 128749.0975 | 0.9035 | 116324.8096 | SKOG | 0.0016241 | 188.9181 | Simple method | 165.1352
2020-08-01 | NLD_HV | Simple method region | 128749.0975 | 0.9035 | 116324.8096 | SOLE | 0 | 0 | Simple method | 0
2020-08-01 | NLD_HV | Simple method region | 128749.0975 | 0.9035 | 116324.8096 | SOU2 | 0.00017414 | 20.2569 | Simple method | 17.7067
2020-08-01 | NLD_HV | Simple method region | 128749.0975 | 0.9035 | 116324.8096 | TARW | 0.011229 | 1306.2642 | Simple method | 1141.8189
2020-08-01 | NLD_HV | Simple method region | 128749.0975 | 0.9035 | 116324.8096 | TASM | 0 | 0 | Simple method | 0
2020-08-01 | NLD_HV | Simple method region | 128749.0975 | 0.9035 | 116324.8096 | TBOP | 2.6423e-05 | 3.0736 | Simple method | 2.6867
2020-08-01 | NLD_HV | Simple method region | 128749.0975 | 0.9035 | 116324.8096 | TOD3 | 0.00013876 | 16.1411 | Simple method | 14.1091
2020-08-01 | NLD_HV | Simple method region | 128749.0975 | 0.9035 | 116324.8096 | TOPE | 0.066612 | 7748.6486 | Simple method | 6773.1732
2020-08-01 | NLD_HV | Simple method region | 128749.0975 | 0.9035 | 116324.8096 | TRNZ | 8.0547e-06 | 0.93696 | Simple method | 0.819
2020-08-01 | NLD_HV | Simple method region | 128749.0975 | 0.9035 | 116324.8096 | TRUG | 0.00052182 | 60.7009 | Simple method | 53.0593
2020-08-01 | NLD_HV | Simple method region | 128749.0975 | 0.9035 | 116324.8096 | UNET | 0.0025579 | 297.5454 | Simple method | 260.0875
2020-08-01 | NLD_HV | Simple method region | 128749.0975 | 0.9035 | 116324.8096 | UNIS | 0.0058365 | 678.925 | Simple method | 593.4553
2020-08-01 | NLD_HV | Simple method region | 128749.0975 | 0.9035 | 116324.8096 | VECT | 0.00089092 | 103.6355 | Simple method | 90.5889
2020-08-01 | NLD_HV | Simple method region | 128749.0975 | 0.9035 | 116324.8096 | WAIP | 2.8583e-06 | 0.33249 | Simple method | 0.29064
2020-08-01 | NLD_HV | Simple method region | 128749.0975 | 0.9035 | 116324.8096 | WATA | 0 | 0 | Simple method | 0
2020-08-01 | NLD_HV | Simple method region | 128749.0975 | 0.9035 | 116324.8096 | WAV1 | 0.011545 | 1342.9367 | Simple method | 1173.8747
2020-08-01 | NLD_HV | Simple method region | 128749.0975 | 0.9035 | 116324.8096 | WELE | 0.0022706 | 264.1292 | Simple method | 230.878
2020-08-01 | NLD_HV | Simple method region | 128749.0975 | 0.9035 | 116324.8096 | WNST | 8.9691e-13 | 1.0433e-07 | Simple method | 9.1198e-08
2020-08-01 | NLD_HV | Simple method region | 128749.0975 | 0.9035 | 116324.8096 | WPOW | 0 | 0 | Simple method | 0
2020-08-01 | NLD_HV | Simple method region | 128749.0975 | 0.9035 | 116324.8096 | WTOM | 3.812e-06 | 0.44343 | Simple method | 0.38761
2020-09-01 | NLD_HV | Simple method region | 192354.6723 | 0.5459 | 105006.4156 | ALPE | 0 | 0 | Simple method | 0
2020-09-01 | NLD_HV | Simple method region | 192354.6723 | 0.5459 | 105006.4156 | BUEL | 0 | 0 | Simple method | 0
2020-09-01 | NLD_HV | Simple method region | 192354.6723 | 0.5459 | 105006.4156 | CHBP | 2.1476e-09 | 0.00022551 | Simple method | 0.00019712
2020-09-01 | NLD_HV | Simple method region | 192354.6723 | 0.5459 | 105006.4156 | COUP | 2.8657e-06 | 0.30092 | Simple method | 0.26304
2020-09-01 | NLD_HV | Simple method region | 192354.6723 | 0.5459 | 105006.4156 | CTCT | 0.12002 | 12602.414 | Simple method | 11015.8994
2020-09-01 | NLD_HV | Simple method region | 192354.6723 | 0.5459 | 105006.4156 | DUNE | 0.000111 | 11.6557 | Simple method | 10.1884
2020-09-01 | NLD_HV | Simple method region | 192354.6723 | 0.5459 | 105006.4156 | EASH | 0 | 0 | Simple method | 0
2020-09-01 | NLD_HV | Simple method region | 192354.6723 | 0.5459 | 105006.4156 | EAST | 2.8069e-13 | 2.9475e-08 | Simple method | 2.5764e-08
2020-09-01 | NLD_HV | Simple method region | 192354.6723 | 0.5459 | 105006.4156 | GENE | 0.14246 | 14959.4745 | Simple method | 13076.2301
2020-09-01 | NLD_HV | Simple method region | 192354.6723 | 0.5459 | 105006.4156 | HORO | 5.8788e-06 | 0.61731 | Simple method | 0.5396
2020-09-01 | NLD_HV | Simple method region | 192354.6723 | 0.5459 | 105006.4156 | HRZE | 5.1374e-05 | 5.3946 | Simple method | 4.7154
2020-09-01 | NLD_HV | Simple method region | 192354.6723 | 0.5459 | 105006.4156 | KIWI | 2.9842e-05 | 3.1337 | Simple method | 2.7392
2020-09-01 | NLD_HV | Simple method region | 192354.6723 | 0.5459 | 105006.4156 | KUPE | 1.1147e-09 | 0.00011705 | Simple method | 0.00010231
2020-09-01 | NLD_HV | Simple method region | 192354.6723 | 0.5459 | 105006.4156 | MARL | 0 | 0 | Simple method | 0
2020-09-01 | NLD_HV | Simple method region | 192354.6723 | 0.5459 | 105006.4156 | MELT | 5.0163e-05 | 5.2675 | Simple method | 4.6043
2020-09-01 | NLD_HV | Simple method region | 192354.6723 | 0.5459 | 105006.4156 | MELW | 6.5289e-07 | 0.068557 | Simple method | 0.059927
2020-09-01 | NLD_HV | Simple method region | 192354.6723 | 0.5459 | 105006.4156 | MERI | 0.060365 | 6338.7095 | Simple method | 5540.731
2020-09-01 | NLD_HV | Simple method region | 192354.6723 | 0.5459 | 105006.4156 | METH | 9.0194e-10 | 9.4709e-05 | Simple method | 8.2786e-05
2020-09-01 | NLD_HV | Simple method region | 192354.6723 | 0.5459 | 105006.4156 | MPOW | 0 | 0 | Simple method | 0
2020-09-01 | NLD_HV | Simple method region | 192354.6723 | 0.5459 | 105006.4156 | MRPL | 0.071913 | 7551.2821 | Simple method | 6600.6532
2020-09-01 | NLD_HV | Simple method region | 192354.6723 | 0.5459 | 105006.4156 | MSVP | 0.019715 | 2070.1826 | Simple method | 1809.5678
2020-09-01 | NLD_HV | Simple method region | 192354.6723 | 0.5459 | 105006.4156 | NAPA | 0.030064 | 3156.8695 | Simple method | 2759.452
2020-09-01 | NLD_HV | Simple method region | 192354.6723 | 0.5459 | 105006.4156 | NELS | 0 | 0 | Simple method | 0
2020-09-01 | NLD_HV | Simple method region | 192354.6723 | 0.5459 | 105006.4156 | NPOW | 0.43122 | 45280.4612 | Simple method | 39580.1157
2020-09-01 | NLD_HV | Simple method region | 192354.6723 | 0.5459 | 105006.4156 | NTRG | 0.018369 | 1928.8535 | Simple method | 1686.0306
2020-09-01 | NLD_HV | Simple method region | 192354.6723 | 0.5459 | 105006.4156 | NZAS | 0 | 0 | Simple method | 0
2020-09-01 | NLD_HV | Simple method region | 192354.6723 | 0.5459 | 105006.4156 | NZST | 0.00022392 | 23.513 | Simple method | 20.553
2020-09-01 | NLD_HV | Simple method region | 192354.6723 | 0.5459 | 105006.4156 | OMVP | 1.4476e-09 | 0.00015201 | Simple method | 0.00013287
2020-09-01 | NLD_HV | Simple method region | 192354.6723 | 0.5459 | 105006.4156 | ORON | 0 | 0 | Simple method | 0
2020-09-01 | NLD_HV | Simple method region | 192354.6723 | 0.5459 | 105006.4156 | PANP | 1.7283e-12 | 1.8148e-07 | Simple method | 1.5864e-07
2020-09-01 | NLD_HV | Simple method region | 192354.6723 | 0.5459 | 105006.4156 | POCO | 0.00018391 | 19.3112 | Simple method | 16.8802
2020-09-01 | NLD_HV | Simple method region | 192354.6723 | 0.5459 | 105006.4156 | POWN | 0.00010037 | 10.54 | Simple method | 9.2131
2020-09-01 | NLD_HV | Simple method region | 192354.6723 | 0.5459 | 105006.4156 | RAYN | 0 | 0 | Simple method | 0
2020-09-01 | NLD_HV | Simple method region | 192354.6723 | 0.5459 | 105006.4156 | SCAN | 1.5045e-09 | 0.00015798 | Simple method | 0.00013809
2020-09-01 | NLD_HV | Simple method region | 192354.6723 | 0.5459 | 105006.4156 | SCGL | 0.0016787 | 176.2767 | Simple method | 154.0852
2020-09-01 | NLD_HV | Simple method region | 192354.6723 | 0.5459 | 105006.4156 | SHPK | 1.3819e-15 | 1.4511e-10 | Simple method | 1.2684e-10
2020-09-01 | NLD_HV | Simple method region | 192354.6723 | 0.5459 | 105006.4156 | SKOG | 0.0016241 | 170.5364 | Simple method | 149.0676
2020-09-01 | NLD_HV | Simple method region | 192354.6723 | 0.5459 | 105006.4156 | SOLE | 0 | 0 | Simple method | 0
2020-09-01 | NLD_HV | Simple method region | 192354.6723 | 0.5459 | 105006.4156 | SOU2 | 0.00017414 | 18.2859 | Simple method | 15.9839
2020-09-01 | NLD_HV | Simple method region | 192354.6723 | 0.5459 | 105006.4156 | TARW | 0.011229 | 1179.1648 | Simple method | 1030.72
2020-09-01 | NLD_HV | Simple method region | 192354.6723 | 0.5459 | 105006.4156 | TASM | 0 | 0 | Simple method | 0
2020-09-01 | NLD_HV | Simple method region | 192354.6723 | 0.5459 | 105006.4156 | TBOP | 2.6423e-05 | 2.7746 | Simple method | 2.4253
2020-09-01 | NLD_HV | Simple method region | 192354.6723 | 0.5459 | 105006.4156 | TOD3 | 0.00013876 | 14.5706 | Simple method | 12.7363
2020-09-01 | NLD_HV | Simple method region | 192354.6723 | 0.5459 | 105006.4156 | TOPE | 0.066612 | 6994.7057 | Simple method | 6114.144
2020-09-01 | NLD_HV | Simple method region | 192354.6723 | 0.5459 | 105006.4156 | TRNZ | 8.0547e-06 | 0.84579 | Simple method | 0.73931
2020-09-01 | NLD_HV | Simple method region | 192354.6723 | 0.5459 | 105006.4156 | TRUG | 0.00052182 | 54.7947 | Simple method | 47.8966
2020-09-01 | NLD_HV | Simple method region | 192354.6723 | 0.5459 | 105006.4156 | UNET | 0.0025579 | 268.5942 | Simple method | 234.781
2020-09-01 | NLD_HV | Simple method region | 192354.6723 | 0.5459 | 105006.4156 | UNIS | 0.0058365 | 612.8656 | Simple method | 535.7121
2020-09-01 | NLD_HV | Simple method region | 192354.6723 | 0.5459 | 105006.4156 | VECT | 0.00089092 | 93.5518 | Simple method | 81.7746
2020-09-01 | NLD_HV | Simple method region | 192354.6723 | 0.5459 | 105006.4156 | WAIP | 2.8583e-06 | 0.30014 | Simple method | 0.26236
2020-09-01 | NLD_HV | Simple method region | 192354.6723 | 0.5459 | 105006.4156 | WATA | 0 | 0 | Simple method | 0
2020-09-01 | NLD_HV | Simple method region | 192354.6723 | 0.5459 | 105006.4156 | WAV1 | 0.011545 | 1212.2691 | Simple method | 1059.6568
2020-09-01 | NLD_HV | Simple method region | 192354.6723 | 0.5459 | 105006.4156 | WELE | 0.0022706 | 238.4295 | Simple method | 208.4136
2020-09-01 | NLD_HV | Simple method region | 192354.6723 | 0.5459 | 105006.4156 | WNST | 8.9691e-13 | 9.4181e-08 | Simple method | 8.2325e-08
2020-09-01 | NLD_HV | Simple method region | 192354.6723 | 0.5459 | 105006.4156 | WPOW | 0 | 0 | Simple method | 0
2020-09-01 | NLD_HV | Simple method region | 192354.6723 | 0.5459 | 105006.4156 | WTOM | 3.812e-06 | 0.40028 | Simple method | 0.34989
2020-10-01 | NLD_HV | Simple method region | 189048.4851 | 0.4566 | 86319.5383 | ALPE | 0 | 0 | Simple method | 0
2020-10-01 | NLD_HV | Simple method region | 189048.4851 | 0.4566 | 86319.5383 | BUEL | 0 | 0 | Simple method | 0
2020-10-01 | NLD_HV | Simple method region | 189048.4851 | 0.4566 | 86319.5383 | CHBP | 2.1476e-09 | 0.00018538 | Simple method | 0.00016204
2020-10-01 | NLD_HV | Simple method region | 189048.4851 | 0.4566 | 86319.5383 | COUP | 2.8657e-06 | 0.24737 | Simple method | 0.21623
2020-10-01 | NLD_HV | Simple method region | 189048.4851 | 0.4566 | 86319.5383 | CTCT | 0.12002 | 10359.6962 | Simple method | 9055.5167
2020-10-01 | NLD_HV | Simple method region | 189048.4851 | 0.4566 | 86319.5383 | DUNE | 0.000111 | 9.5815 | Simple method | 8.3753
2020-10-01 | NLD_HV | Simple method region | 189048.4851 | 0.4566 | 86319.5383 | EASH | 0 | 0 | Simple method | 0
2020-10-01 | NLD_HV | Simple method region | 189048.4851 | 0.4566 | 86319.5383 | EAST | 2.8069e-13 | 2.4229e-08 | Simple method | 2.1179e-08
2020-10-01 | NLD_HV | Simple method region | 189048.4851 | 0.4566 | 86319.5383 | GENE | 0.14246 | 12297.2956 | Simple method | 10749.1922
2020-10-01 | NLD_HV | Simple method region | 189048.4851 | 0.4566 | 86319.5383 | HORO | 5.8788e-06 | 0.50746 | Simple method | 0.44357
2020-10-01 | NLD_HV | Simple method region | 189048.4851 | 0.4566 | 86319.5383 | HRZE | 5.1374e-05 | 4.4345 | Simple method | 3.8763
2020-10-01 | NLD_HV | Simple method region | 189048.4851 | 0.4566 | 86319.5383 | KIWI | 2.9842e-05 | 2.576 | Simple method | 2.2517
2020-10-01 | NLD_HV | Simple method region | 189048.4851 | 0.4566 | 86319.5383 | KUPE | 1.1147e-09 | 9.6218e-05 | Simple method | 8.4106e-05
2020-10-01 | NLD_HV | Simple method region | 189048.4851 | 0.4566 | 86319.5383 | MARL | 0 | 0 | Simple method | 0
2020-10-01 | NLD_HV | Simple method region | 189048.4851 | 0.4566 | 86319.5383 | MELT | 5.0163e-05 | 4.3301 | Simple method | 3.785
2020-10-01 | NLD_HV | Simple method region | 189048.4851 | 0.4566 | 86319.5383 | MELW | 6.5289e-07 | 0.056357 | Simple method | 0.049262
2020-10-01 | NLD_HV | Simple method region | 189048.4851 | 0.4566 | 86319.5383 | MERI | 0.060365 | 5210.6766 | Simple method | 4554.7059
2020-10-01 | NLD_HV | Simple method region | 189048.4851 | 0.4566 | 86319.5383 | METH | 9.0194e-10 | 7.7855e-05 | Simple method | 6.8054e-05
2020-10-01 | NLD_HV | Simple method region | 189048.4851 | 0.4566 | 86319.5383 | MPOW | 0 | 0 | Simple method | 0
2020-10-01 | NLD_HV | Simple method region | 189048.4851 | 0.4566 | 86319.5383 | MRPL | 0.071913 | 6207.4606 | Simple method | 5426.005
2020-10-01 | NLD_HV | Simple method region | 189048.4851 | 0.4566 | 86319.5383 | MSVP | 0.019715 | 1701.7741 | Simple method | 1487.5382
2020-10-01 | NLD_HV | Simple method region | 189048.4851 | 0.4566 | 86319.5383 | NAPA | 0.030064 | 2595.0749 | Simple method | 2268.3816
2020-10-01 | NLD_HV | Simple method region | 189048.4851 | 0.4566 | 86319.5383 | NELS | 0 | 0 | Simple method | 0
2020-10-01 | NLD_HV | Simple method region | 189048.4851 | 0.4566 | 86319.5383 | NPOW | 0.43122 | 37222.3781 | Simple method | 32536.4626
2020-10-01 | NLD_HV | Simple method region | 189048.4851 | 0.4566 | 86319.5383 | NTRG | 0.018369 | 1585.5959 | Simple method | 1385.9857
2020-10-01 | NLD_HV | Simple method region | 189048.4851 | 0.4566 | 86319.5383 | NZAS | 0 | 0 | Simple method | 0
2020-10-01 | NLD_HV | Simple method region | 189048.4851 | 0.4566 | 86319.5383 | NZST | 0.00022392 | 19.3286 | Simple method | 16.8954
2020-10-01 | NLD_HV | Simple method region | 189048.4851 | 0.4566 | 86319.5383 | OMVP | 1.4476e-09 | 0.00012496 | Simple method | 0.00010923
2020-10-01 | NLD_HV | Simple method region | 189048.4851 | 0.4566 | 86319.5383 | ORON | 0 | 0 | Simple method | 0
2020-10-01 | NLD_HV | Simple method region | 189048.4851 | 0.4566 | 86319.5383 | PANP | 1.7283e-12 | 1.4919e-07 | Simple method | 1.3041e-07
2020-10-01 | NLD_HV | Simple method region | 189048.4851 | 0.4566 | 86319.5383 | POCO | 0.00018391 | 15.8746 | Simple method | 13.8762
2020-10-01 | NLD_HV | Simple method region | 189048.4851 | 0.4566 | 86319.5383 | POWN | 0.00010037 | 8.6643 | Simple method | 7.5735
2020-10-01 | NLD_HV | Simple method region | 189048.4851 | 0.4566 | 86319.5383 | RAYN | 0 | 0 | Simple method | 0
2020-10-01 | NLD_HV | Simple method region | 189048.4851 | 0.4566 | 86319.5383 | SCAN | 1.5045e-09 | 0.00012987 | Simple method | 0.00011352
2020-10-01 | NLD_HV | Simple method region | 189048.4851 | 0.4566 | 86319.5383 | SCGL | 0.0016787 | 144.9066 | Simple method | 126.6643
2020-10-01 | NLD_HV | Simple method region | 189048.4851 | 0.4566 | 86319.5383 | SHPK | 1.3819e-15 | 1.1929e-10 | Simple method | 1.0427e-10
2020-10-01 | NLD_HV | Simple method region | 189048.4851 | 0.4566 | 86319.5383 | SKOG | 0.0016241 | 140.1878 | Simple method | 122.5396
2020-10-01 | NLD_HV | Simple method region | 189048.4851 | 0.4566 | 86319.5383 | SOLE | 0 | 0 | Simple method | 0
2020-10-01 | NLD_HV | Simple method region | 189048.4851 | 0.4566 | 86319.5383 | SOU2 | 0.00017414 | 15.0317 | Simple method | 13.1394
2020-10-01 | NLD_HV | Simple method region | 189048.4851 | 0.4566 | 86319.5383 | TARW | 0.011229 | 969.3214 | Simple method | 847.2937
2020-10-01 | NLD_HV | Simple method region | 189048.4851 | 0.4566 | 86319.5383 | TASM | 0 | 0 | Simple method | 0
2020-10-01 | NLD_HV | Simple method region | 189048.4851 | 0.4566 | 86319.5383 | TBOP | 2.6423e-05 | 2.2808 | Simple method | 1.9937
2020-10-01 | NLD_HV | Simple method region | 189048.4851 | 0.4566 | 86319.5383 | TOD3 | 0.00013876 | 11.9776 | Simple method | 10.4697
2020-10-01 | NLD_HV | Simple method region | 189048.4851 | 0.4566 | 86319.5383 | TOPE | 0.066612 | 5749.9322 | Simple method | 5026.0747
2020-10-01 | NLD_HV | Simple method region | 189048.4851 | 0.4566 | 86319.5383 | TRNZ | 8.0547e-06 | 0.69527 | Simple method | 0.60775
2020-10-01 | NLD_HV | Simple method region | 189048.4851 | 0.4566 | 86319.5383 | TRUG | 0.00052182 | 45.0435 | Simple method | 39.373
2020-10-01 | NLD_HV | Simple method region | 189048.4851 | 0.4566 | 86319.5383 | UNET | 0.0025579 | 220.7954 | Simple method | 192.9995
2020-10-01 | NLD_HV | Simple method region | 189048.4851 | 0.4566 | 86319.5383 | UNIS | 0.0058365 | 503.8004 | Simple method | 440.3771
2020-10-01 | NLD_HV | Simple method region | 189048.4851 | 0.4566 | 86319.5383 | VECT | 0.00089092 | 76.9034 | Simple method | 67.222
2020-10-01 | NLD_HV | Simple method region | 189048.4851 | 0.4566 | 86319.5383 | WAIP | 2.8583e-06 | 0.24673 | Simple method | 0.21567
2020-10-01 | NLD_HV | Simple method region | 189048.4851 | 0.4566 | 86319.5383 | WATA | 0 | 0 | Simple method | 0
2020-10-01 | NLD_HV | Simple method region | 189048.4851 | 0.4566 | 86319.5383 | WAV1 | 0.011545 | 996.5344 | Simple method | 871.0809
2020-10-01 | NLD_HV | Simple method region | 189048.4851 | 0.4566 | 86319.5383 | WELE | 0.0022706 | 195.9987 | Simple method | 171.3245
2020-10-01 | NLD_HV | Simple method region | 189048.4851 | 0.4566 | 86319.5383 | WNST | 8.9691e-13 | 7.7421e-08 | Simple method | 6.7674e-08
2020-10-01 | NLD_HV | Simple method region | 189048.4851 | 0.4566 | 86319.5383 | WPOW | 0 | 0 | Simple method | 0
2020-10-01 | NLD_HV | Simple method region | 189048.4851 | 0.4566 | 86319.5383 | WTOM | 3.812e-06 | 0.32905 | Simple method | 0.28763
2020-11-01 | NLD_HV | Simple method region | 111411.519 | 0.545 | 60719.2779 | ALPE | 0 | 0 | Simple method | 0
2020-11-01 | NLD_HV | Simple method region | 111411.519 | 0.545 | 60719.2779 | BUEL | 0 | 0 | Simple method | 0
2020-11-01 | NLD_HV | Simple method region | 111411.519 | 0.545 | 60719.2779 | CHBP | 2.1476e-09 | 0.0001304 | Simple method | 0.00011398
2020-11-01 | NLD_HV | Simple method region | 111411.519 | 0.545 | 60719.2779 | COUP | 2.8657e-06 | 0.174 | Simple method | 0.1521
2020-11-01 | NLD_HV | Simple method region | 111411.519 | 0.545 | 60719.2779 | CTCT | 0.12002 | 7287.2641 | Simple method | 6369.8723
2020-11-01 | NLD_HV | Simple method region | 111411.519 | 0.545 | 60719.2779 | DUNE | 0.000111 | 6.7399 | Simple method | 5.8914
2020-11-01 | NLD_HV | Simple method region | 111411.519 | 0.545 | 60719.2779 | EASH | 0 | 0 | Simple method | 0
2020-11-01 | NLD_HV | Simple method region | 111411.519 | 0.545 | 60719.2779 | EAST | 2.8069e-13 | 1.7043e-08 | Simple method | 1.4898e-08
2020-11-01 | NLD_HV | Simple method region | 111411.519 | 0.545 | 60719.2779 | GENE | 0.14246 | 8650.219 | Simple method | 7561.2451
2020-11-01 | NLD_HV | Simple method region | 111411.519 | 0.545 | 60719.2779 | HORO | 5.8788e-06 | 0.35696 | Simple method | 0.31202
2020-11-01 | NLD_HV | Simple method region | 111411.519 | 0.545 | 60719.2779 | HRZE | 5.1374e-05 | 3.1194 | Simple method | 2.7267
2020-11-01 | NLD_HV | Simple method region | 111411.519 | 0.545 | 60719.2779 | KIWI | 2.9842e-05 | 1.812 | Simple method | 1.5839
2020-11-01 | NLD_HV | Simple method region | 111411.519 | 0.545 | 60719.2779 | KUPE | 1.1147e-09 | 6.7682e-05 | Simple method | 5.9162e-05
2020-11-01 | NLD_HV | Simple method region | 111411.519 | 0.545 | 60719.2779 | MARL | 0 | 0 | Simple method | 0
2020-11-01 | NLD_HV | Simple method region | 111411.519 | 0.545 | 60719.2779 | MELT | 5.0163e-05 | 3.0459 | Simple method | 2.6624
2020-11-01 | NLD_HV | Simple method region | 111411.519 | 0.545 | 60719.2779 | MELW | 6.5289e-07 | 0.039643 | Simple method | 0.034652
2020-11-01 | NLD_HV | Simple method region | 111411.519 | 0.545 | 60719.2779 | MERI | 0.060365 | 3665.3176 | Simple method | 3203.8917
2020-11-01 | NLD_HV | Simple method region | 111411.519 | 0.545 | 60719.2779 | METH | 9.0194e-10 | 5.4765e-05 | Simple method | 4.7871e-05
2020-11-01 | NLD_HV | Simple method region | 111411.519 | 0.545 | 60719.2779 | MPOW | 0 | 0 | Simple method | 0
2020-11-01 | NLD_HV | Simple method region | 111411.519 | 0.545 | 60719.2779 | MRPL | 0.071913 | 4366.4798 | Simple method | 3816.7848
2020-11-01 | NLD_HV | Simple method region | 111411.519 | 0.545 | 60719.2779 | MSVP | 0.019715 | 1197.0696 | Simple method | 1046.3708
2020-11-01 | NLD_HV | Simple method region | 111411.519 | 0.545 | 60719.2779 | NAPA | 0.030064 | 1825.4393 | Simple method | 1595.6352
2020-11-01 | NLD_HV | Simple method region | 111411.519 | 0.545 | 60719.2779 | NELS | 0 | 0 | Simple method | 0
2020-11-01 | NLD_HV | Simple method region | 111411.519 | 0.545 | 60719.2779 | NPOW | 0.43122 | 26183.1326 | Simple method | 22886.9449
2020-11-01 | NLD_HV | Simple method region | 111411.519 | 0.545 | 60719.2779 | NTRG | 0.018369 | 1115.347 | Simple method | 974.9363
2020-11-01 | NLD_HV | Simple method region | 111411.519 | 0.545 | 60719.2779 | NZAS | 0 | 0 | Simple method | 0
2020-11-01 | NLD_HV | Simple method region | 111411.519 | 0.545 | 60719.2779 | NZST | 0.00022392 | 13.5962 | Simple method | 11.8846
2020-11-01 | NLD_HV | Simple method region | 111411.519 | 0.545 | 60719.2779 | OMVP | 1.4476e-09 | 8.7899e-05 | Simple method | 7.6834e-05
2020-11-01 | NLD_HV | Simple method region | 111411.519 | 0.545 | 60719.2779 | ORON | 0 | 0 | Simple method | 0
2020-11-01 | NLD_HV | Simple method region | 111411.519 | 0.545 | 60719.2779 | PANP | 1.7283e-12 | 1.0494e-07 | Simple method | 9.1731e-08
2020-11-01 | NLD_HV | Simple method region | 111411.519 | 0.545 | 60719.2779 | POCO | 0.00018391 | 11.1666 | Simple method | 9.7608
2020-11-01 | NLD_HV | Simple method region | 111411.519 | 0.545 | 60719.2779 | POWN | 0.00010037 | 6.0947 | Simple method | 5.3274
2020-11-01 | NLD_HV | Simple method region | 111411.519 | 0.545 | 60719.2779 | RAYN | 0 | 0 | Simple method | 0
2020-11-01 | NLD_HV | Simple method region | 111411.519 | 0.545 | 60719.2779 | SCAN | 1.5045e-09 | 9.135e-05 | Simple method | 7.985e-05
2020-11-01 | NLD_HV | Simple method region | 111411.519 | 0.545 | 60719.2779 | SCGL | 0.0016787 | 101.9308 | Simple method | 89.0988
2020-11-01 | NLD_HV | Simple method region | 111411.519 | 0.545 | 60719.2779 | SHPK | 1.3819e-15 | 8.3909e-11 | Simple method | 7.3346e-11
2020-11-01 | NLD_HV | Simple method region | 111411.519 | 0.545 | 60719.2779 | SKOG | 0.0016241 | 98.6116 | Simple method | 86.1974
2020-11-01 | NLD_HV | Simple method region | 111411.519 | 0.545 | 60719.2779 | SOLE | 0 | 0 | Simple method | 0
2020-11-01 | NLD_HV | Simple method region | 111411.519 | 0.545 | 60719.2779 | SOU2 | 0.00017414 | 10.5737 | Simple method | 9.2426
2020-11-01 | NLD_HV | Simple method region | 111411.519 | 0.545 | 60719.2779 | TARW | 0.011229 | 681.8444 | Simple method | 596.0072
2020-11-01 | NLD_HV | Simple method region | 111411.519 | 0.545 | 60719.2779 | TASM | 0 | 0 | Simple method | 0
2020-11-01 | NLD_HV | Simple method region | 111411.519 | 0.545 | 60719.2779 | TBOP | 2.6423e-05 | 1.6044 | Simple method | 1.4024
2020-11-01 | NLD_HV | Simple method region | 111411.519 | 0.545 | 60719.2779 | TOD3 | 0.00013876 | 8.4253 | Simple method | 7.3647
2020-11-01 | NLD_HV | Simple method region | 111411.519 | 0.545 | 60719.2779 | TOPE | 0.066612 | 4044.6432 | Simple method | 3535.4641
2020-11-01 | NLD_HV | Simple method region | 111411.519 | 0.545 | 60719.2779 | TRNZ | 8.0547e-06 | 0.48907 | Simple method | 0.4275
2020-11-01 | NLD_HV | Simple method region | 111411.519 | 0.545 | 60719.2779 | TRUG | 0.00052182 | 31.6847 | Simple method | 27.6959
2020-11-01 | NLD_HV | Simple method region | 111411.519 | 0.545 | 60719.2779 | UNET | 0.0025579 | 155.3129 | Simple method | 135.7606
2020-11-01 | NLD_HV | Simple method region | 111411.519 | 0.545 | 60719.2779 | UNIS | 0.0058365 | 354.3856 | Simple method | 309.7721
2020-11-01 | NLD_HV | Simple method region | 111411.519 | 0.545 | 60719.2779 | VECT | 0.00089092 | 54.0957 | Simple method | 47.2856
2020-11-01 | NLD_HV | Simple method region | 111411.519 | 0.545 | 60719.2779 | WAIP | 2.8583e-06 | 0.17356 | Simple method | 0.15171
2020-11-01 | NLD_HV | Simple method region | 111411.519 | 0.545 | 60719.2779 | WATA | 0 | 0 | Simple method | 0
2020-11-01 | NLD_HV | Simple method region | 111411.519 | 0.545 | 60719.2779 | WAV1 | 0.011545 | 700.9867 | Simple method | 612.7397
2020-11-01 | NLD_HV | Simple method region | 111411.519 | 0.545 | 60719.2779 | WELE | 0.0022706 | 137.8703 | Simple method | 120.5138
2020-11-01 | NLD_HV | Simple method region | 111411.519 | 0.545 | 60719.2779 | WNST | 8.9691e-13 | 5.446e-08 | Simple method | 4.7604e-08
2020-11-01 | NLD_HV | Simple method region | 111411.519 | 0.545 | 60719.2779 | WPOW | 0 | 0 | Simple method | 0
2020-11-01 | NLD_HV | Simple method region | 111411.519 | 0.545 | 60719.2779 | WTOM | 3.812e-06 | 0.23146 | Simple method | 0.20232
2020-12-01 | NLD_HV | Simple method region | 132911.4696 | 0.5907 | 78510.8051 | ALPE | 0 | 0 | Simple method | 0
2020-12-01 | NLD_HV | Simple method region | 132911.4696 | 0.5907 | 78510.8051 | BUEL | 0 | 0 | Simple method | 0
2020-12-01 | NLD_HV | Simple method region | 132911.4696 | 0.5907 | 78510.8051 | CHBP | 2.1476e-09 | 0.00016861 | Simple method | 0.00014738
2020-12-01 | NLD_HV | Simple method region | 132911.4696 | 0.5907 | 78510.8051 | COUP | 2.8657e-06 | 0.22499 | Simple method | 0.19667
2020-12-01 | NLD_HV | Simple method region | 132911.4696 | 0.5907 | 78510.8051 | CTCT | 0.12002 | 9422.5259 | Simple method | 8236.3266
2020-12-01 | NLD_HV | Simple method region | 132911.4696 | 0.5907 | 78510.8051 | DUNE | 0.000111 | 8.7147 | Simple method | 7.6176
2020-12-01 | NLD_HV | Simple method region | 132911.4696 | 0.5907 | 78510.8051 | EASH | 0 | 0 | Simple method | 0
2020-12-01 | NLD_HV | Simple method region | 132911.4696 | 0.5907 | 78510.8051 | EAST | 2.8069e-13 | 2.2037e-08 | Simple method | 1.9263e-08
2020-12-01 | NLD_HV | Simple method region | 132911.4696 | 0.5907 | 78510.8051 | GENE | 0.14246 | 11184.8441 | Simple method | 9776.787
2020-12-01 | NLD_HV | Simple method region | 132911.4696 | 0.5907 | 78510.8051 | HORO | 5.8788e-06 | 0.46155 | Simple method | 0.40345
2020-12-01 | NLD_HV | Simple method region | 132911.4696 | 0.5907 | 78510.8051 | HRZE | 5.1374e-05 | 4.0334 | Simple method | 3.5256
2020-12-01 | NLD_HV | Simple method region | 132911.4696 | 0.5907 | 78510.8051 | KIWI | 2.9842e-05 | 2.343 | Simple method | 2.048
2020-12-01 | NLD_HV | Simple method region | 132911.4696 | 0.5907 | 78510.8051 | KUPE | 1.1147e-09 | 8.7514e-05 | Simple method | 7.6497e-05
2020-12-01 | NLD_HV | Simple method region | 132911.4696 | 0.5907 | 78510.8051 | MARL | 0 | 0 | Simple method | 0
2020-12-01 | NLD_HV | Simple method region | 132911.4696 | 0.5907 | 78510.8051 | MELT | 5.0163e-05 | 3.9384 | Simple method | 3.4426
2020-12-01 | NLD_HV | Simple method region | 132911.4696 | 0.5907 | 78510.8051 | MELW | 6.5289e-07 | 0.051259 | Simple method | 0.044806
2020-12-01 | NLD_HV | Simple method region | 132911.4696 | 0.5907 | 78510.8051 | MERI | 0.060365 | 4739.3026 | Simple method | 4142.6731
2020-12-01 | NLD_HV | Simple method region | 132911.4696 | 0.5907 | 78510.8051 | METH | 9.0194e-10 | 7.0812e-05 | Simple method | 6.1897e-05
2020-12-01 | NLD_HV | Simple method region | 132911.4696 | 0.5907 | 78510.8051 | MPOW | 0 | 0 | Simple method | 0
2020-12-01 | NLD_HV | Simple method region | 132911.4696 | 0.5907 | 78510.8051 | MRPL | 0.071913 | 5645.9144 | Simple method | 4935.1517
2020-12-01 | NLD_HV | Simple method region | 132911.4696 | 0.5907 | 78510.8051 | MSVP | 0.019715 | 1547.8264 | Simple method | 1352.9709
2020-12-01 | NLD_HV | Simple method region | 132911.4696 | 0.5907 | 78510.8051 | NAPA | 0.030064 | 2360.3164 | Simple method | 2063.1768
2020-12-01 | NLD_HV | Simple method region | 132911.4696 | 0.5907 | 78510.8051 | NELS | 0 | 0 | Simple method | 0
2020-12-01 | NLD_HV | Simple method region | 132911.4696 | 0.5907 | 78510.8051 | NPOW | 0.43122 | 33855.1263 | Simple method | 29593.1133
2020-12-01 | NLD_HV | Simple method region | 132911.4696 | 0.5907 | 78510.8051 | NTRG | 0.018369 | 1442.158 | Simple method | 1260.6051
2020-12-01 | NLD_HV | Simple method region | 132911.4696 | 0.5907 | 78510.8051 | NZAS | 0 | 0 | Simple method | 0
2020-12-01 | NLD_HV | Simple method region | 132911.4696 | 0.5907 | 78510.8051 | NZST | 0.00022392 | 17.5801 | Simple method | 15.367
2020-12-01 | NLD_HV | Simple method region | 132911.4696 | 0.5907 | 78510.8051 | OMVP | 1.4476e-09 | 0.00011365 | Simple method | 9.9347e-05
2020-12-01 | NLD_HV | Simple method region | 132911.4696 | 0.5907 | 78510.8051 | ORON | 0 | 0 | Simple method | 0
2020-12-01 | NLD_HV | Simple method region | 132911.4696 | 0.5907 | 78510.8051 | PANP | 1.7283e-12 | 1.3569e-07 | Simple method | 1.1861e-07
2020-12-01 | NLD_HV | Simple method region | 132911.4696 | 0.5907 | 78510.8051 | POCO | 0.00018391 | 14.4386 | Simple method | 12.6209
2020-12-01 | NLD_HV | Simple method region | 132911.4696 | 0.5907 | 78510.8051 | POWN | 0.00010037 | 7.8805 | Simple method | 6.8884
2020-12-01 | NLD_HV | Simple method region | 132911.4696 | 0.5907 | 78510.8051 | RAYN | 0 | 0 | Simple method | 0
2020-12-01 | NLD_HV | Simple method region | 132911.4696 | 0.5907 | 78510.8051 | SCAN | 1.5045e-09 | 0.00011812 | Simple method | 0.00010325
2020-12-01 | NLD_HV | Simple method region | 132911.4696 | 0.5907 | 78510.8051 | SCGL | 0.0016787 | 131.7979 | Simple method | 115.2059
2020-12-01 | NLD_HV | Simple method region | 132911.4696 | 0.5907 | 78510.8051 | SHPK | 1.3819e-15 | 1.085e-10 | Simple method | 9.4837e-11
2020-12-01 | NLD_HV | Simple method region | 132911.4696 | 0.5907 | 78510.8051 | SKOG | 0.0016241 | 127.506 | Simple method | 111.4543
2020-12-01 | NLD_HV | Simple method region | 132911.4696 | 0.5907 | 78510.8051 | SOLE | 0 | 0 | Simple method | 0
2020-12-01 | NLD_HV | Simple method region | 132911.4696 | 0.5907 | 78510.8051 | SOU2 | 0.00017414 | 13.6719 | Simple method | 11.9508
2020-12-01 | NLD_HV | Simple method region | 132911.4696 | 0.5907 | 78510.8051 | TARW | 0.011229 | 881.6335 | Simple method | 770.6449
2020-12-01 | NLD_HV | Simple method region | 132911.4696 | 0.5907 | 78510.8051 | TASM | 0 | 0 | Simple method | 0
2020-12-01 | NLD_HV | Simple method region | 132911.4696 | 0.5907 | 78510.8051 | TBOP | 2.6423e-05 | 2.0745 | Simple method | 1.8133
2020-12-01 | NLD_HV | Simple method region | 132911.4696 | 0.5907 | 78510.8051 | TOD3 | 0.00013876 | 10.8941 | Simple method | 9.5226
2020-12-01 | NLD_HV | Simple method region | 132911.4696 | 0.5907 | 78510.8051 | TOPE | 0.066612 | 5229.7755 | Simple method | 4571.4004
2020-12-01 | NLD_HV | Simple method region | 132911.4696 | 0.5907 | 78510.8051 | TRNZ | 8.0547e-06 | 0.63238 | Simple method | 0.55277
2020-12-01 | NLD_HV | Simple method region | 132911.4696 | 0.5907 | 78510.8051 | TRUG | 0.00052182 | 40.9687 | Simple method | 35.8112
2020-12-01 | NLD_HV | Simple method region | 132911.4696 | 0.5907 | 78510.8051 | UNET | 0.0025579 | 200.8215 | Simple method | 175.5402
2020-12-01 | NLD_HV | Simple method region | 132911.4696 | 0.5907 | 78510.8051 | UNIS | 0.0058365 | 458.2251 | Simple method | 400.5392
2020-12-01 | NLD_HV | Simple method region | 132911.4696 | 0.5907 | 78510.8051 | VECT | 0.00089092 | 69.9465 | Simple method | 61.1409
2020-12-01 | NLD_HV | Simple method region | 132911.4696 | 0.5907 | 78510.8051 | WAIP | 2.8583e-06 | 0.22441 | Simple method | 0.19616
2020-12-01 | NLD_HV | Simple method region | 132911.4696 | 0.5907 | 78510.8051 | WATA | 0 | 0 | Simple method | 0
2020-12-01 | NLD_HV | Simple method region | 132911.4696 | 0.5907 | 78510.8051 | WAV1 | 0.011545 | 906.3848 | Simple method | 792.2803
2020-12-01 | NLD_HV | Simple method region | 132911.4696 | 0.5907 | 78510.8051 | WELE | 0.0022706 | 178.268 | Simple method | 155.8259
2020-12-01 | NLD_HV | Simple method region | 132911.4696 | 0.5907 | 78510.8051 | WNST | 8.9691e-13 | 7.0417e-08 | Simple method | 6.1552e-08
2020-12-01 | NLD_HV | Simple method region | 132911.4696 | 0.5907 | 78510.8051 | WPOW | 0 | 0 | Simple method | 0
2020-12-01 | NLD_HV | Simple method region | 132911.4696 | 0.5907 | 78510.8051 | WTOM | 3.812e-06 | 0.29928 | Simple method | 0.26161
2021-01-01 | NLD_HV | Simple method region | 61982.0453 | 0.674 | 41775.8985 | ALPE | 0 | 0 | Simple method | 0
2021-01-01 | NLD_HV | Simple method region | 61982.0453 | 0.674 | 41775.8985 | BUEL | 0 | 0 | Simple method | 0
2021-01-01 | NLD_HV | Simple method region | 61982.0453 | 0.674 | 41775.8985 | CHBP | 2.1476e-09 | 8.9716e-05 | Simple method | 7.8422e-05
2021-01-01 | NLD_HV | Simple method region | 61982.0453 | 0.674 | 41775.8985 | COUP | 2.8657e-06 | 0.11972 | Simple method | 0.10465
2021-01-01 | NLD_HV | Simple method region | 61982.0453 | 0.674 | 41775.8985 | CTCT | 0.12002 | 5013.7619 | Simple method | 4382.5808
2021-01-01 | NLD_HV | Simple method region | 61982.0453 | 0.674 | 41775.8985 | DUNE | 0.000111 | 4.6371 | Simple method | 4.0534
2021-01-01 | NLD_HV | Simple method region | 61982.0453 | 0.674 | 41775.8985 | EASH | 0 | 0 | Simple method | 0
2021-01-01 | NLD_HV | Simple method region | 61982.0453 | 0.674 | 41775.8985 | EAST | 2.8069e-13 | 1.1726e-08 | Simple method | 1.025e-08
2021-01-01 | NLD_HV | Simple method region | 61982.0453 | 0.674 | 41775.8985 | GENE | 0.14246 | 5951.4981 | Simple method | 5202.2656
2021-01-01 | NLD_HV | Simple method region | 61982.0453 | 0.674 | 41775.8985 | HORO | 5.8788e-06 | 0.24559 | Simple method | 0.21468
2021-01-01 | NLD_HV | Simple method region | 61982.0453 | 0.674 | 41775.8985 | HRZE | 5.1374e-05 | 2.1462 | Simple method | 1.876
2021-01-01 | NLD_HV | Simple method region | 61982.0453 | 0.674 | 41775.8985 | KIWI | 2.9842e-05 | 1.2467 | Simple method | 1.0898
2021-01-01 | NLD_HV | Simple method region | 61982.0453 | 0.674 | 41775.8985 | KUPE | 1.1147e-09 | 4.6567e-05 | Simple method | 4.0704e-05
2021-01-01 | NLD_HV | Simple method region | 61982.0453 | 0.674 | 41775.8985 | MARL | 0 | 0 | Simple method | 0
2021-01-01 | NLD_HV | Simple method region | 61982.0453 | 0.674 | 41775.8985 | MELT | 5.0163e-05 | 2.0956 | Simple method | 1.8318
2021-01-01 | NLD_HV | Simple method region | 61982.0453 | 0.674 | 41775.8985 | MELW | 6.5289e-07 | 0.027275 | Simple method | 0.023841
2021-01-01 | NLD_HV | Simple method region | 61982.0453 | 0.674 | 41775.8985 | MERI | 0.060365 | 2521.801 | Simple method | 2204.3321
2021-01-01 | NLD_HV | Simple method region | 61982.0453 | 0.674 | 41775.8985 | METH | 9.0194e-10 | 3.7679e-05 | Simple method | 3.2936e-05
2021-01-01 | NLD_HV | Simple method region | 61982.0453 | 0.674 | 41775.8985 | MPOW | 0 | 0 | Simple method | 0
2021-01-01 | NLD_HV | Simple method region | 61982.0453 | 0.674 | 41775.8985 | MRPL | 0.071913 | 3004.2126 | Simple method | 2626.013
2021-01-01 | NLD_HV | Simple method region | 61982.0453 | 0.674 | 41775.8985 | MSVP | 0.019715 | 823.6043 | Simple method | 719.921
2021-01-01 | NLD_HV | Simple method region | 61982.0453 | 0.674 | 41775.8985 | NAPA | 0.030064 | 1255.9333 | Simple method | 1097.8242
2021-01-01 | NLD_HV | Simple method region | 61982.0453 | 0.674 | 41775.8985 | NELS | 0 | 0 | Simple method | 0
2021-01-01 | NLD_HV | Simple method region | 61982.0453 | 0.674 | 41775.8985 | NPOW | 0.43122 | 18014.4417 | Simple method | 15746.6083
2021-01-01 | NLD_HV | Simple method region | 61982.0453 | 0.674 | 41775.8985 | NTRG | 0.018369 | 767.3778 | Simple method | 670.7728
2021-01-01 | NLD_HV | Simple method region | 61982.0453 | 0.674 | 41775.8985 | NZAS | 0 | 0 | Simple method | 0
2021-01-01 | NLD_HV | Simple method region | 61982.0453 | 0.674 | 41775.8985 | NZST | 0.00022392 | 9.3544 | Simple method | 8.1768
2021-01-01 | NLD_HV | Simple method region | 61982.0453 | 0.674 | 41775.8985 | OMVP | 1.4476e-09 | 6.0476e-05 | Simple method | 5.2863e-05
2021-01-01 | NLD_HV | Simple method region | 61982.0453 | 0.674 | 41775.8985 | ORON | 0 | 0 | Simple method | 0
2021-01-01 | NLD_HV | Simple method region | 61982.0453 | 0.674 | 41775.8985 | PANP | 1.7283e-12 | 7.2202e-08 | Simple method | 6.3112e-08
2021-01-01 | NLD_HV | Simple method region | 61982.0453 | 0.674 | 41775.8985 | POCO | 0.00018391 | 7.6828 | Simple method | 6.7156
2021-01-01 | NLD_HV | Simple method region | 61982.0453 | 0.674 | 41775.8985 | POWN | 0.00010037 | 4.1932 | Simple method | 3.6654
2021-01-01 | NLD_HV | Simple method region | 61982.0453 | 0.674 | 41775.8985 | RAYN | 0 | 0 | Simple method | 0
2021-01-01 | NLD_HV | Simple method region | 61982.0453 | 0.674 | 41775.8985 | SCAN | 1.5045e-09 | 6.2851e-05 | Simple method | 5.4938e-05
2021-01-01 | NLD_HV | Simple method region | 61982.0453 | 0.674 | 41775.8985 | SCGL | 0.0016787 | 70.1302 | Simple method | 61.3015
2021-01-01 | NLD_HV | Simple method region | 61982.0453 | 0.674 | 41775.8985 | SHPK | 1.3819e-15 | 5.7731e-11 | Simple method | 5.0463e-11
2021-01-01 | NLD_HV | Simple method region | 61982.0453 | 0.674 | 41775.8985 | SKOG | 0.0016241 | 67.8464 | Simple method | 59.3053
2021-01-01 | NLD_HV | Simple method region | 61982.0453 | 0.674 | 41775.8985 | SOLE | 0 | 0 | Simple method | 0
2021-01-01 | NLD_HV | Simple method region | 61982.0453 | 0.674 | 41775.8985 | SOU2 | 0.00017414 | 7.2749 | Simple method | 6.359
2021-01-01 | NLD_HV | Simple method region | 61982.0453 | 0.674 | 41775.8985 | TARW | 0.011229 | 469.1206 | Simple method | 410.0631
2021-01-01 | NLD_HV | Simple method region | 61982.0453 | 0.674 | 41775.8985 | TASM | 0 | 0 | Simple method | 0
2021-01-01 | NLD_HV | Simple method region | 61982.0453 | 0.674 | 41775.8985 | TBOP | 2.6423e-05 | 1.1038 | Simple method | 0.96487
2021-01-01 | NLD_HV | Simple method region | 61982.0453 | 0.674 | 41775.8985 | TOD3 | 0.00013876 | 5.7968 | Simple method | 5.067
2021-01-01 | NLD_HV | Simple method region | 61982.0453 | 0.674 | 41775.8985 | TOPE | 0.066612 | 2782.7835 | Simple method | 2432.4596
2021-01-01 | NLD_HV | Simple method region | 61982.0453 | 0.674 | 41775.8985 | TRNZ | 8.0547e-06 | 0.33649 | Simple method | 0.29413
2021-01-01 | NLD_HV | Simple method region | 61982.0453 | 0.674 | 41775.8985 | TRUG | 0.00052182 | 21.7996 | Simple method | 19.0553
2021-01-01 | NLD_HV | Simple method region | 61982.0453 | 0.674 | 41775.8985 | UNET | 0.0025579 | 106.8579 | Simple method | 93.4056
2021-01-01 | NLD_HV | Simple method region | 61982.0453 | 0.674 | 41775.8985 | UNIS | 0.0058365 | 243.8233 | Simple method | 213.1285
2021-01-01 | NLD_HV | Simple method region | 61982.0453 | 0.674 | 41775.8985 | VECT | 0.00089092 | 37.2188 | Simple method | 32.5333
2021-01-01 | NLD_HV | Simple method region | 61982.0453 | 0.674 | 41775.8985 | WAIP | 2.8583e-06 | 0.11941 | Simple method | 0.10438
2021-01-01 | NLD_HV | Simple method region | 61982.0453 | 0.674 | 41775.8985 | WATA | 0 | 0 | Simple method | 0
2021-01-01 | NLD_HV | Simple method region | 61982.0453 | 0.674 | 41775.8985 | WAV1 | 0.011545 | 482.2908 | Simple method | 421.5753
2021-01-01 | NLD_HV | Simple method region | 61982.0453 | 0.674 | 41775.8985 | WELE | 0.0022706 | 94.8571 | Simple method | 82.9156
2021-01-01 | NLD_HV | Simple method region | 61982.0453 | 0.674 | 41775.8985 | WNST | 8.9691e-13 | 3.7469e-08 | Simple method | 3.2752e-08
2021-01-01 | NLD_HV | Simple method region | 61982.0453 | 0.674 | 41775.8985 | WPOW | 0 | 0 | Simple method | 0
2021-01-01 | NLD_HV | Simple method region | 61982.0453 | 0.674 | 41775.8985 | WTOM | 3.812e-06 | 0.15925 | Simple method | 0.1392
2021-02-01 | NLD_HV | Simple method region | 126768.0854 | 0.1953 | 24757.8071 | ALPE | 0 | 0 | Simple method | 0
2021-02-01 | NLD_HV | Simple method region | 126768.0854 | 0.1953 | 24757.8071 | BUEL | 0 | 0 | Simple method | 0
2021-02-01 | NLD_HV | Simple method region | 126768.0854 | 0.1953 | 24757.8071 | CHBP | 2.1476e-09 | 5.3169e-05 | Simple method | 4.6476e-05
2021-02-01 | NLD_HV | Simple method region | 126768.0854 | 0.1953 | 24757.8071 | COUP | 2.8657e-06 | 0.070949 | Simple method | 0.062017
2021-02-01 | NLD_HV | Simple method region | 126768.0854 | 0.1953 | 24757.8071 | CTCT | 0.12002 | 2971.3245 | Simple method | 2597.2652
2021-02-01 | NLD_HV | Simple method region | 126768.0854 | 0.1953 | 24757.8071 | DUNE | 0.000111 | 2.7481 | Simple method | 2.4022
2021-02-01 | NLD_HV | Simple method region | 126768.0854 | 0.1953 | 24757.8071 | EASH | 0 | 0 | Simple method | 0
2021-02-01 | NLD_HV | Simple method region | 126768.0854 | 0.1953 | 24757.8071 | EAST | 2.8069e-13 | 6.9493e-09 | Simple method | 6.0745e-09
2021-02-01 | NLD_HV | Simple method region | 126768.0854 | 0.1953 | 24757.8071 | GENE | 0.14246 | 3527.0586 | Simple method | 3083.0381
2021-02-01 | NLD_HV | Simple method region | 126768.0854 | 0.1953 | 24757.8071 | HORO | 5.8788e-06 | 0.14555 | Simple method | 0.12722
2021-02-01 | NLD_HV | Simple method region | 126768.0854 | 0.1953 | 24757.8071 | HRZE | 5.1374e-05 | 1.2719 | Simple method | 1.1118
2021-02-01 | NLD_HV | Simple method region | 126768.0854 | 0.1953 | 24757.8071 | KIWI | 2.9842e-05 | 0.73883 | Simple method | 0.64582
2021-02-01 | NLD_HV | Simple method region | 126768.0854 | 0.1953 | 24757.8071 | KUPE | 1.1147e-09 | 2.7597e-05 | Simple method | 2.4123e-05
2021-02-01 | NLD_HV | Simple method region | 126768.0854 | 0.1953 | 24757.8071 | MARL | 0 | 0 | Simple method | 0
2021-02-01 | NLD_HV | Simple method region | 126768.0854 | 0.1953 | 24757.8071 | MELT | 5.0163e-05 | 1.2419 | Simple method | 1.0856
2021-02-01 | NLD_HV | Simple method region | 126768.0854 | 0.1953 | 24757.8071 | MELW | 6.5289e-07 | 0.016164 | Simple method | 0.014129
2021-02-01 | NLD_HV | Simple method region | 126768.0854 | 0.1953 | 24757.8071 | MERI | 0.060365 | 1494.5044 | Simple method | 1306.3616
2021-02-01 | NLD_HV | Simple method region | 126768.0854 | 0.1953 | 24757.8071 | METH | 9.0194e-10 | 2.233e-05 | Simple method | 1.9519e-05
2021-02-01 | NLD_HV | Simple method region | 126768.0854 | 0.1953 | 24757.8071 | MPOW | 0 | 0 | Simple method | 0
2021-02-01 | NLD_HV | Simple method region | 126768.0854 | 0.1953 | 24757.8071 | MRPL | 0.071913 | 1780.3977 | Simple method | 1556.2639
2021-02-01 | NLD_HV | Simple method region | 126768.0854 | 0.1953 | 24757.8071 | MSVP | 0.019715 | 488.0957 | Simple method | 426.6495
2021-02-01 | NLD_HV | Simple method region | 126768.0854 | 0.1953 | 24757.8071 | NAPA | 0.030064 | 744.3085 | Simple method | 650.6077
2021-02-01 | NLD_HV | Simple method region | 126768.0854 | 0.1953 | 24757.8071 | NELS | 0 | 0 | Simple method | 0
2021-02-01 | NLD_HV | Simple method region | 126768.0854 | 0.1953 | 24757.8071 | NPOW | 0.43122 | 10675.966 | Simple method | 9331.9714
2021-02-01 | NLD_HV | Simple method region | 126768.0854 | 0.1953 | 24757.8071 | NTRG | 0.018369 | 454.774 | Simple method | 397.5226
2021-02-01 | NLD_HV | Simple method region | 126768.0854 | 0.1953 | 24757.8071 | NZAS | 0 | 0 | Simple method | 0
2021-02-01 | NLD_HV | Simple method region | 126768.0854 | 0.1953 | 24757.8071 | NZST | 0.00022392 | 5.5438 | Simple method | 4.8459
2021-02-01 | NLD_HV | Simple method region | 126768.0854 | 0.1953 | 24757.8071 | OMVP | 1.4476e-09 | 3.584e-05 | Simple method | 3.1328e-05
2021-02-01 | NLD_HV | Simple method region | 126768.0854 | 0.1953 | 24757.8071 | ORON | 0 | 0 | Simple method | 0
2021-02-01 | NLD_HV | Simple method region | 126768.0854 | 0.1953 | 24757.8071 | PANP | 1.7283e-12 | 4.2789e-08 | Simple method | 3.7403e-08
2021-02-01 | NLD_HV | Simple method region | 126768.0854 | 0.1953 | 24757.8071 | POCO | 0.00018391 | 4.5531 | Simple method | 3.9799
2021-02-01 | NLD_HV | Simple method region | 126768.0854 | 0.1953 | 24757.8071 | POWN | 0.00010037 | 2.4851 | Simple method | 2.1722
2021-02-01 | NLD_HV | Simple method region | 126768.0854 | 0.1953 | 24757.8071 | RAYN | 0 | 0 | Simple method | 0
2021-02-01 | NLD_HV | Simple method region | 126768.0854 | 0.1953 | 24757.8071 | SCAN | 1.5045e-09 | 3.7247e-05 | Simple method | 3.2558e-05
2021-02-01 | NLD_HV | Simple method region | 126768.0854 | 0.1953 | 24757.8071 | SCGL | 0.0016787 | 41.5615 | Simple method | 36.3293
2021-02-01 | NLD_HV | Simple method region | 126768.0854 | 0.1953 | 24757.8071 | SHPK | 1.3819e-15 | 3.4213e-11 | Simple method | 2.9906e-11
2021-02-01 | NLD_HV | Simple method region | 126768.0854 | 0.1953 | 24757.8071 | SKOG | 0.0016241 | 40.2081 | Simple method | 35.1463
2021-02-01 | NLD_HV | Simple method region | 126768.0854 | 0.1953 | 24757.8071 | SOLE | 0 | 0 | Simple method | 0
2021-02-01 | NLD_HV | Simple method region | 126768.0854 | 0.1953 | 24757.8071 | SOU2 | 0.00017414 | 4.3113 | Simple method | 3.7686
2021-02-01 | NLD_HV | Simple method region | 126768.0854 | 0.1953 | 24757.8071 | TARW | 0.011229 | 278.0167 | Simple method | 243.0172
2021-02-01 | NLD_HV | Simple method region | 126768.0854 | 0.1953 | 24757.8071 | TASM | 0 | 0 | Simple method | 0
2021-02-01 | NLD_HV | Simple method region | 126768.0854 | 0.1953 | 24757.8071 | TBOP | 2.6423e-05 | 0.65417 | Simple method | 0.57182
2021-02-01 | NLD_HV | Simple method region | 126768.0854 | 0.1953 | 24757.8071 | TOD3 | 0.00013876 | 3.4354 | Simple method | 3.0029
2021-02-01 | NLD_HV | Simple method region | 126768.0854 | 0.1953 | 24757.8071 | TOPE | 0.066612 | 1649.1714 | Simple method | 1441.5576
2021-02-01 | NLD_HV | Simple method region | 126768.0854 | 0.1953 | 24757.8071 | TRNZ | 8.0547e-06 | 0.19942 | Simple method | 0.17431
2021-02-01 | NLD_HV | Simple method region | 126768.0854 | 0.1953 | 24757.8071 | TRUG | 0.00052182 | 12.9192 | Simple method | 11.2928
2021-02-01 | NLD_HV | Simple method region | 126768.0854 | 0.1953 | 24757.8071 | UNET | 0.0025579 | 63.3276 | Simple method | 55.3553
2021-02-01 | NLD_HV | Simple method region | 126768.0854 | 0.1953 | 24757.8071 | UNIS | 0.0058365 | 144.4979 | Simple method | 126.3071
2021-02-01 | NLD_HV | Simple method region | 126768.0854 | 0.1953 | 24757.8071 | VECT | 0.00089092 | 22.0571 | Simple method | 19.2803
2021-02-01 | NLD_HV | Simple method region | 126768.0854 | 0.1953 | 24757.8071 | WAIP | 2.8583e-06 | 0.070766 | Simple method | 0.061857
2021-02-01 | NLD_HV | Simple method region | 126768.0854 | 0.1953 | 24757.8071 | WATA | 0 | 0 | Simple method | 0
2021-02-01 | NLD_HV | Simple method region | 126768.0854 | 0.1953 | 24757.8071 | WAV1 | 0.011545 | 285.8218 | Simple method | 249.8398
2021-02-01 | NLD_HV | Simple method region | 126768.0854 | 0.1953 | 24757.8071 | WELE | 0.0022706 | 56.2155 | Simple method | 49.1386
2021-02-01 | NLD_HV | Simple method region | 126768.0854 | 0.1953 | 24757.8071 | WNST | 8.9691e-13 | 2.2206e-08 | Simple method | 1.941e-08
2021-02-01 | NLD_HV | Simple method region | 126768.0854 | 0.1953 | 24757.8071 | WPOW | 0 | 0 | Simple method | 0
2021-02-01 | NLD_HV | Simple method region | 126768.0854 | 0.1953 | 24757.8071 | WTOM | 3.812e-06 | 0.094376 | Simple method | 0.082495
2021-03-01 | NLD_HV | Simple method region | 51724.0304 | 0.2048 | 10593.0814 | ALPE | 0 | 0 | Simple method | 0
2021-03-01 | NLD_HV | Simple method region | 51724.0304 | 0.2048 | 10593.0814 | BUEL | 0 | 0 | Simple method | 0
2021-03-01 | NLD_HV | Simple method region | 51724.0304 | 0.2048 | 10593.0814 | CHBP | 2.1476e-09 | 2.2749e-05 | Simple method | 1.9885e-05
2021-03-01 | NLD_HV | Simple method region | 51724.0304 | 0.2048 | 10593.0814 | COUP | 2.8657e-06 | 0.030357 | Simple method | 0.026535
2021-03-01 | NLD_HV | Simple method region | 51724.0304 | 0.2048 | 10593.0814 | CTCT | 0.12002 | 1271.3356 | Simple method | 1111.2875
2021-03-01 | NLD_HV | Simple method region | 51724.0304 | 0.2048 | 10593.0814 | DUNE | 0.000111 | 1.1758 | Simple method | 1.0278
2021-03-01 | NLD_HV | Simple method region | 51724.0304 | 0.2048 | 10593.0814 | EASH | 0 | 0 | Simple method | 0
2021-03-01 | NLD_HV | Simple method region | 51724.0304 | 0.2048 | 10593.0814 | EAST | 2.8069e-13 | 2.9734e-09 | Simple method | 2.5991e-09
2021-03-01 | NLD_HV | Simple method region | 51724.0304 | 0.2048 | 10593.0814 | GENE | 0.14246 | 1509.1167 | Simple method | 1319.1344
2021-03-01 | NLD_HV | Simple method region | 51724.0304 | 0.2048 | 10593.0814 | HORO | 5.8788e-06 | 0.062275 | Simple method | 0.054435
2021-03-01 | NLD_HV | Simple method region | 51724.0304 | 0.2048 | 10593.0814 | HRZE | 5.1374e-05 | 0.5442 | Simple method | 0.47569
2021-03-01 | NLD_HV | Simple method region | 51724.0304 | 0.2048 | 10593.0814 | KIWI | 2.9842e-05 | 0.31612 | Simple method | 0.27633
2021-03-01 | NLD_HV | Simple method region | 51724.0304 | 0.2048 | 10593.0814 | KUPE | 1.1147e-09 | 1.1808e-05 | Simple method | 1.0321e-05
2021-03-01 | NLD_HV | Simple method region | 51724.0304 | 0.2048 | 10593.0814 | MARL | 0 | 0 | Simple method | 0
2021-03-01 | NLD_HV | Simple method region | 51724.0304 | 0.2048 | 10593.0814 | MELT | 5.0163e-05 | 0.53138 | Simple method | 0.46449
2021-03-01 | NLD_HV | Simple method region | 51724.0304 | 0.2048 | 10593.0814 | MELW | 6.5289e-07 | 0.0069161 | Simple method | 0.0060454
2021-03-01 | NLD_HV | Simple method region | 51724.0304 | 0.2048 | 10593.0814 | MERI | 0.060365 | 639.4511 | Simple method | 558.9507
2021-03-01 | NLD_HV | Simple method region | 51724.0304 | 0.2048 | 10593.0814 | METH | 9.0194e-10 | 9.5543e-06 | Simple method | 8.3515e-06
2021-03-01 | NLD_HV | Simple method region | 51724.0304 | 0.2048 | 10593.0814 | MPOW | 0 | 0 | Simple method | 0
2021-03-01 | NLD_HV | Simple method region | 51724.0304 | 0.2048 | 10593.0814 | MRPL | 0.071913 | 761.7758 | Simple method | 665.876
2021-03-01 | NLD_HV | Simple method region | 51724.0304 | 0.2048 | 10593.0814 | MSVP | 0.019715 | 208.8407 | Simple method | 182.5498
2021-03-01 | NLD_HV | Simple method region | 51724.0304 | 0.2048 | 10593.0814 | NAPA | 0.030064 | 318.466 | Simple method | 278.3744
2021-03-01 | NLD_HV | Simple method region | 51724.0304 | 0.2048 | 10593.0814 | NELS | 0 | 0 | Simple method | 0
2021-03-01 | NLD_HV | Simple method region | 51724.0304 | 0.2048 | 10593.0814 | NPOW | 0.43122 | 4567.9077 | Simple method | 3992.855
2021-03-01 | NLD_HV | Simple method region | 51724.0304 | 0.2048 | 10593.0814 | NTRG | 0.018369 | 194.5834 | Simple method | 170.0873
2021-03-01 | NLD_HV | Simple method region | 51724.0304 | 0.2048 | 10593.0814 | NZAS | 0 | 0 | Simple method | 0
2021-03-01 | NLD_HV | Simple method region | 51724.0304 | 0.2048 | 10593.0814 | NZST | 0.00022392 | 2.372 | Simple method | 2.0734
2021-03-01 | NLD_HV | Simple method region | 51724.0304 | 0.2048 | 10593.0814 | OMVP | 1.4476e-09 | 1.5335e-05 | Simple method | 1.3404e-05
2021-03-01 | NLD_HV | Simple method region | 51724.0304 | 0.2048 | 10593.0814 | ORON | 0 | 0 | Simple method | 0
2021-03-01 | NLD_HV | Simple method region | 51724.0304 | 0.2048 | 10593.0814 | PANP | 1.7283e-12 | 1.8308e-08 | Simple method | 1.6003e-08
2021-03-01 | NLD_HV | Simple method region | 51724.0304 | 0.2048 | 10593.0814 | POCO | 0.00018391 | 1.9481 | Simple method | 1.7029
2021-03-01 | NLD_HV | Simple method region | 51724.0304 | 0.2048 | 10593.0814 | POWN | 0.00010037 | 1.0633 | Simple method | 0.92942
2021-03-01 | NLD_HV | Simple method region | 51724.0304 | 0.2048 | 10593.0814 | RAYN | 0 | 0 | Simple method | 0
2021-03-01 | NLD_HV | Simple method region | 51724.0304 | 0.2048 | 10593.0814 | SCAN | 1.5045e-09 | 1.5937e-05 | Simple method | 1.3931e-05
2021-03-01 | NLD_HV | Simple method region | 51724.0304 | 0.2048 | 10593.0814 | SCGL | 0.0016787 | 17.7828 | Simple method | 15.5442
2021-03-01 | NLD_HV | Simple method region | 51724.0304 | 0.2048 | 10593.0814 | SHPK | 1.3819e-15 | 1.4639e-11 | Simple method | 1.2796e-11
2021-03-01 | NLD_HV | Simple method region | 51724.0304 | 0.2048 | 10593.0814 | SKOG | 0.0016241 | 17.2038 | Simple method | 15.038
2021-03-01 | NLD_HV | Simple method region | 51724.0304 | 0.2048 | 10593.0814 | SOLE | 0 | 0 | Simple method | 0
2021-03-01 | NLD_HV | Simple method region | 51724.0304 | 0.2048 | 10593.0814 | SOU2 | 0.00017414 | 1.8447 | Simple method | 1.6125
2021-03-01 | NLD_HV | Simple method region | 51724.0304 | 0.2048 | 10593.0814 | TARW | 0.011229 | 118.9545 | Simple method | 103.9794
2021-03-01 | NLD_HV | Simple method region | 51724.0304 | 0.2048 | 10593.0814 | TASM | 0 | 0 | Simple method | 0
2021-03-01 | NLD_HV | Simple method region | 51724.0304 | 0.2048 | 10593.0814 | TBOP | 2.6423e-05 | 0.2799 | Simple method | 0.24466
2021-03-01 | NLD_HV | Simple method region | 51724.0304 | 0.2048 | 10593.0814 | TOD3 | 0.00013876 | 1.4699 | Simple method | 1.2848
2021-03-01 | NLD_HV | Simple method region | 51724.0304 | 0.2048 | 10593.0814 | TOPE | 0.066612 | 705.6282 | Simple method | 616.7968
2021-03-01 | NLD_HV | Simple method region | 51724.0304 | 0.2048 | 10593.0814 | TRNZ | 8.0547e-06 | 0.085324 | Simple method | 0.074582
2021-03-01 | NLD_HV | Simple method region | 51724.0304 | 0.2048 | 10593.0814 | TRUG | 0.00052182 | 5.5277 | Simple method | 4.8318
2021-03-01 | NLD_HV | Simple method region | 51724.0304 | 0.2048 | 10593.0814 | UNET | 0.0025579 | 27.0959 | Simple method | 23.6848
2021-03-01 | NLD_HV | Simple method region | 51724.0304 | 0.2048 | 10593.0814 | UNIS | 0.0058365 | 61.8261 | Simple method | 54.0428
2021-03-01 | NLD_HV | Simple method region | 51724.0304 | 0.2048 | 10593.0814 | VECT | 0.00089092 | 9.4375 | Simple method | 8.2494
2021-03-01 | NLD_HV | Simple method region | 51724.0304 | 0.2048 | 10593.0814 | WAIP | 2.8583e-06 | 0.030279 | Simple method | 0.026467
2021-03-01 | NLD_HV | Simple method region | 51724.0304 | 0.2048 | 10593.0814 | WATA | 0 | 0 | Simple method | 0
2021-03-01 | NLD_HV | Simple method region | 51724.0304 | 0.2048 | 10593.0814 | WAV1 | 0.011545 | 122.2941 | Simple method | 106.8985
2021-03-01 | NLD_HV | Simple method region | 51724.0304 | 0.2048 | 10593.0814 | WELE | 0.0022706 | 24.0528 | Simple method | 21.0248
2021-03-01 | NLD_HV | Simple method region | 51724.0304 | 0.2048 | 10593.0814 | WNST | 8.9691e-13 | 9.501e-09 | Simple method | 8.305e-09
2021-03-01 | NLD_HV | Simple method region | 51724.0304 | 0.2048 | 10593.0814 | WPOW | 0 | 0 | Simple method | 0
2021-03-01 | NLD_HV | Simple method region | 51724.0304 | 0.2048 | 10593.0814 | WTOM | 3.812e-06 | 0.040381 | Simple method | 0.035297
2020-04-01 | NLD_LV | Simple method region | 22240.414 | 2.1412 | 47621.1744 | ALPE | 0 | 0 | Simple method | 0
2020-04-01 | NLD_LV | Simple method region | 22240.414 | 2.1412 | 47621.1744 | BUEL | 0 | 0 | Simple method | 0
2020-04-01 | NLD_LV | Simple method region | 22240.414 | 2.1412 | 47621.1744 | CHBP | 3.267e-09 | 0.00015558 | Simple method | 0.00013599
2020-04-01 | NLD_LV | Simple method region | 22240.414 | 2.1412 | 47621.1744 | COUP | 4.2022e-06 | 0.20011 | Simple method | 0.17492
2020-04-01 | NLD_LV | Simple method region | 22240.414 | 2.1412 | 47621.1744 | CTCT | 0.12001 | 5715.0648 | Simple method | 4995.5968
2020-04-01 | NLD_LV | Simple method region | 22240.414 | 2.1412 | 47621.1744 | DUNE | 0.00011108 | 5.2897 | Simple method | 4.6237
2020-04-01 | NLD_LV | Simple method region | 22240.414 | 2.1412 | 47621.1744 | EASH | 0 | 0 | Simple method | 0
2020-04-01 | NLD_LV | Simple method region | 22240.414 | 2.1412 | 47621.1744 | EAST | 3.9103e-13 | 1.8621e-08 | Simple method | 1.6277e-08
2020-04-01 | NLD_LV | Simple method region | 22240.414 | 2.1412 | 47621.1744 | GENE | 0.14245 | 6783.8693 | Simple method | 5929.8498
2020-04-01 | NLD_LV | Simple method region | 22240.414 | 2.1412 | 47621.1744 | HORO | 5.9707e-06 | 0.28433 | Simple method | 0.24854
2020-04-01 | NLD_LV | Simple method region | 22240.414 | 2.1412 | 47621.1744 | HRZE | 5.1312e-05 | 2.4435 | Simple method | 2.1359
2020-04-01 | NLD_LV | Simple method region | 22240.414 | 2.1412 | 47621.1744 | KIWI | 3.0306e-05 | 1.4432 | Simple method | 1.2615
2020-04-01 | NLD_LV | Simple method region | 22240.414 | 2.1412 | 47621.1744 | KUPE | 1.6957e-09 | 8.0753e-05 | Simple method | 7.0587e-05
2020-04-01 | NLD_LV | Simple method region | 22240.414 | 2.1412 | 47621.1744 | MARL | 0 | 0 | Simple method | 0
2020-04-01 | NLD_LV | Simple method region | 22240.414 | 2.1412 | 47621.1744 | MELT | 5.0942e-05 | 2.4259 | Simple method | 2.1205
2020-04-01 | NLD_LV | Simple method region | 22240.414 | 2.1412 | 47621.1744 | MELW | 6.95e-07 | 0.033097 | Simple method | 0.02893
2020-04-01 | NLD_LV | Simple method region | 22240.414 | 2.1412 | 47621.1744 | MERI | 0.0604 | 2876.3103 | Simple method | 2514.2124
2020-04-01 | NLD_LV | Simple method region | 22240.414 | 2.1412 | 47621.1744 | METH | 1.3721e-09 | 6.5341e-05 | Simple method | 5.7115e-05
2020-04-01 | NLD_LV | Simple method region | 22240.414 | 2.1412 | 47621.1744 | MPOW | 0 | 0 | Simple method | 0
2020-04-01 | NLD_LV | Simple method region | 22240.414 | 2.1412 | 47621.1744 | MRPL | 0.072059 | 3431.5385 | Simple method | 2999.543
2020-04-01 | NLD_LV | Simple method region | 22240.414 | 2.1412 | 47621.1744 | MSVP | 0.019713 | 938.7699 | Simple method | 820.5884
2020-04-01 | NLD_LV | Simple method region | 22240.414 | 2.1412 | 47621.1744 | NAPA | 0.030061 | 1431.552 | Simple method | 1251.3343
2020-04-01 | NLD_LV | Simple method region | 22240.414 | 2.1412 | 47621.1744 | NELS | 0 | 0 | Simple method | 0
2020-04-01 | NLD_LV | Simple method region | 22240.414 | 2.1412 | 47621.1744 | NPOW | 0.39087 | 18613.456 | Simple method | 16270.2129
2020-04-01 | NLD_LV | Simple method region | 22240.414 | 2.1412 | 47621.1744 | NTRG | 0.018367 | 874.6811 | Simple method | 764.5677
2020-04-01 | NLD_LV | Simple method region | 22240.414 | 2.1412 | 47621.1744 | NZAS | 0 | 0 | Simple method | 0
2020-04-01 | NLD_LV | Simple method region | 22240.414 | 2.1412 | 47621.1744 | NZST | 0.00022422 | 10.6774 | Simple method | 9.3332
2020-04-01 | NLD_LV | Simple method region | 22240.414 | 2.1412 | 47621.1744 | OMVP | 2.2023e-09 | 0.00010487 | Simple method | 9.1671e-05
2020-04-01 | NLD_LV | Simple method region | 22240.414 | 2.1412 | 47621.1744 | ORON | 0 | 0 | Simple method | 0
2020-04-01 | NLD_LV | Simple method region | 22240.414 | 2.1412 | 47621.1744 | PANP | 2.4739e-12 | 1.1781e-07 | Simple method | 1.0298e-07
2020-04-01 | NLD_LV | Simple method region | 22240.414 | 2.1412 | 47621.1744 | POCO | 0.00018705 | 8.9074 | Simple method | 7.7861
2020-04-01 | NLD_LV | Simple method region | 22240.414 | 2.1412 | 47621.1744 | POWN | 0.00010044 | 4.7833 | Simple method | 4.1811
2020-04-01 | NLD_LV | Simple method region | 22240.414 | 2.1412 | 47621.1744 | RAYN | 0 | 0 | Simple method | 0
2020-04-01 | NLD_LV | Simple method region | 22240.414 | 2.1412 | 47621.1744 | SCAN | 2.2887e-09 | 0.00010899 | Simple method | 9.527e-05
2020-04-01 | NLD_LV | Simple method region | 22240.414 | 2.1412 | 47621.1744 | SCGL | 0.0016809 | 80.0482 | Simple method | 69.971
2020-04-01 | NLD_LV | Simple method region | 22240.414 | 2.1412 | 47621.1744 | SHPK | 1.978e-15 | 9.4196e-11 | Simple method | 8.2338e-11
2020-04-01 | NLD_LV | Simple method region | 22240.414 | 2.1412 | 47621.1744 | SKOG | 0.0016221 | 77.247 | Simple method | 67.5224
2020-04-01 | NLD_LV | Simple method region | 22240.414 | 2.1412 | 47621.1744 | SOLE | 0 | 0 | Simple method | 0
2020-04-01 | NLD_LV | Simple method region | 22240.414 | 2.1412 | 47621.1744 | SOU2 | 0.00017393 | 8.2829 | Simple method | 7.2401
2020-04-01 | NLD_LV | Simple method region | 22240.414 | 2.1412 | 47621.1744 | TARW | 0.011229 | 534.7183 | Simple method | 467.4027
2020-04-01 | NLD_LV | Simple method region | 22240.414 | 2.1412 | 47621.1744 | TASM | 0 | 0 | Simple method | 0
2020-04-01 | NLD_LV | Simple method region | 22240.414 | 2.1412 | 47621.1744 | TBOP | 2.6833e-05 | 1.2778 | Simple method | 1.117
2020-04-01 | NLD_LV | Simple method region | 22240.414 | 2.1412 | 47621.1744 | TOD3 | 0.00014091 | 6.7104 | Simple method | 5.8656
2020-04-01 | NLD_LV | Simple method region | 22240.414 | 2.1412 | 47621.1744 | TOPE | 0.1064 | 5066.911 | Simple method | 4429.0389
2020-04-01 | NLD_LV | Simple method region | 22240.414 | 2.1412 | 47621.1744 | TRNZ | 8.0541e-06 | 0.38355 | Simple method | 0.33526
2020-04-01 | NLD_LV | Simple method region | 22240.414 | 2.1412 | 47621.1744 | TRUG | 0.0005216 | 24.8391 | Simple method | 21.7122
2020-04-01 | NLD_LV | Simple method region | 22240.414 | 2.1412 | 47621.1744 | UNET | 0.0025577 | 121.8 | Simple method | 106.4666
2020-04-01 | NLD_LV | Simple method region | 22240.414 | 2.1412 | 47621.1744 | UNIS | 0.005836 | 277.9174 | Simple method | 242.9305
2020-04-01 | NLD_LV | Simple method region | 22240.414 | 2.1412 | 47621.1744 | VECT | 0.0012816 | 61.0302 | Simple method | 53.3471
2020-04-01 | NLD_LV | Simple method region | 22240.414 | 2.1412 | 47621.1744 | WAIP | 4.1914e-06 | 0.1996 | Simple method | 0.17447
2020-04-01 | NLD_LV | Simple method region | 22240.414 | 2.1412 | 47621.1744 | WATA | 0 | 0 | Simple method | 0
2020-04-01 | NLD_LV | Simple method region | 22240.414 | 2.1412 | 47621.1744 | WAV1 | 0.011544 | 549.7301 | Simple method | 480.5247
2020-04-01 | NLD_LV | Simple method region | 22240.414 | 2.1412 | 47621.1744 | WELE | 0.0022708 | 108.1396 | Simple method | 94.5259
2020-04-01 | NLD_LV | Simple method region | 22240.414 | 2.1412 | 47621.1744 | WNST | 1.2854e-12 | 6.1211e-08 | Simple method | 5.3505e-08
2020-04-01 | NLD_LV | Simple method region | 22240.414 | 2.1412 | 47621.1744 | WPOW | 0 | 0 | Simple method | 0
2020-04-01 | NLD_LV | Simple method region | 22240.414 | 2.1412 | 47621.1744 | WTOM | 4.3821e-06 | 0.20868 | Simple method | 0.18241
2020-05-01 | NLD_LV | Simple method region | 127784.2761 | 0.3989 | 50973.1477 | ALPE | 0 | 0 | Simple method | 0
2020-05-01 | NLD_LV | Simple method region | 127784.2761 | 0.3989 | 50973.1477 | BUEL | 0 | 0 | Simple method | 0
2020-05-01 | NLD_LV | Simple method region | 127784.2761 | 0.3989 | 50973.1477 | CHBP | 3.267e-09 | 0.00016653 | Simple method | 0.00014557
2020-05-01 | NLD_LV | Simple method region | 127784.2761 | 0.3989 | 50973.1477 | COUP | 4.2022e-06 | 0.2142 | Simple method | 0.18723
2020-05-01 | NLD_LV | Simple method region | 127784.2761 | 0.3989 | 50973.1477 | CTCT | 0.12001 | 6117.3385 | Simple method | 5347.2284
2020-05-01 | NLD_LV | Simple method region | 127784.2761 | 0.3989 | 50973.1477 | DUNE | 0.00011108 | 5.662 | Simple method | 4.9492
2020-05-01 | NLD_LV | Simple method region | 127784.2761 | 0.3989 | 50973.1477 | EASH | 0 | 0 | Simple method | 0
2020-05-01 | NLD_LV | Simple method region | 127784.2761 | 0.3989 | 50973.1477 | EAST | 3.9103e-13 | 1.9932e-08 | Simple method | 1.7423e-08
2020-05-01 | NLD_LV | Simple method region | 127784.2761 | 0.3989 | 50973.1477 | GENE | 0.14245 | 7261.3743 | Simple method | 6347.2418
2020-05-01 | NLD_LV | Simple method region | 127784.2761 | 0.3989 | 50973.1477 | HORO | 5.9707e-06 | 0.30434 | Simple method | 0.26603
2020-05-01 | NLD_LV | Simple method region | 127784.2761 | 0.3989 | 50973.1477 | HRZE | 5.1312e-05 | 2.6155 | Simple method | 2.2863
2020-05-01 | NLD_LV | Simple method region | 127784.2761 | 0.3989 | 50973.1477 | KIWI | 3.0306e-05 | 1.5448 | Simple method | 1.3503
2020-05-01 | NLD_LV | Simple method region | 127784.2761 | 0.3989 | 50973.1477 | KUPE | 1.6957e-09 | 8.6437e-05 | Simple method | 7.5555e-05
2020-05-01 | NLD_LV | Simple method region | 127784.2761 | 0.3989 | 50973.1477 | MARL | 0 | 0 | Simple method | 0
2020-05-01 | NLD_LV | Simple method region | 127784.2761 | 0.3989 | 50973.1477 | MELT | 5.0942e-05 | 2.5967 | Simple method | 2.2698
2020-05-01 | NLD_LV | Simple method region | 127784.2761 | 0.3989 | 50973.1477 | MELW | 6.95e-07 | 0.035426 | Simple method | 0.030967
2020-05-01 | NLD_LV | Simple method region | 127784.2761 | 0.3989 | 50973.1477 | MERI | 0.0604 | 3078.7689 | Simple method | 2691.1835
2020-05-01 | NLD_LV | Simple method region | 127784.2761 | 0.3989 | 50973.1477 | METH | 1.3721e-09 | 6.994e-05 | Simple method | 6.1135e-05
2020-05-01 | NLD_LV | Simple method region | 127784.2761 | 0.3989 | 50973.1477 | MPOW | 0 | 0 | Simple method | 0
2020-05-01 | NLD_LV | Simple method region | 127784.2761 | 0.3989 | 50973.1477 | MRPL | 0.072059 | 3673.0787 | Simple method | 3210.6758
2020-05-01 | NLD_LV | Simple method region | 127784.2761 | 0.3989 | 50973.1477 | MSVP | 0.019713 | 1004.8483 | Simple method | 878.3482
2020-05-01 | NLD_LV | Simple method region | 127784.2761 | 0.3989 | 50973.1477 | NAPA | 0.030061 | 1532.3165 | Simple method | 1339.4136
2020-05-01 | NLD_LV | Simple method region | 127784.2761 | 0.3989 | 50973.1477 | NELS | 0 | 0 | Simple method | 0
2020-05-01 | NLD_LV | Simple method region | 127784.2761 | 0.3989 | 50973.1477 | NPOW | 0.39087 | 19923.6255 | Simple method | 17415.4455
2020-05-01 | NLD_LV | Simple method region | 127784.2761 | 0.3989 | 50973.1477 | NTRG | 0.018367 | 936.2484 | Simple method | 818.3844
2020-05-01 | NLD_LV | Simple method region | 127784.2761 | 0.3989 | 50973.1477 | NZAS | 0 | 0 | Simple method | 0
2020-05-01 | NLD_LV | Simple method region | 127784.2761 | 0.3989 | 50973.1477 | NZST | 0.00022422 | 11.4289 | Simple method | 9.9902
2020-05-01 | NLD_LV | Simple method region | 127784.2761 | 0.3989 | 50973.1477 | OMVP | 2.2023e-09 | 0.00011226 | Simple method | 9.8124e-05
2020-05-01 | NLD_LV | Simple method region | 127784.2761 | 0.3989 | 50973.1477 | ORON | 0 | 0 | Simple method | 0
2020-05-01 | NLD_LV | Simple method region | 127784.2761 | 0.3989 | 50973.1477 | PANP | 2.4739e-12 | 1.261e-07 | Simple method | 1.1023e-07
2020-05-01 | NLD_LV | Simple method region | 127784.2761 | 0.3989 | 50973.1477 | POCO | 0.00018705 | 9.5344 | Simple method | 8.3341
2020-05-01 | NLD_LV | Simple method region | 127784.2761 | 0.3989 | 50973.1477 | POWN | 0.00010044 | 5.12 | Simple method | 4.4754
2020-05-01 | NLD_LV | Simple method region | 127784.2761 | 0.3989 | 50973.1477 | RAYN | 0 | 0 | Simple method | 0
2020-05-01 | NLD_LV | Simple method region | 127784.2761 | 0.3989 | 50973.1477 | SCAN | 2.2887e-09 | 0.00011666 | Simple method | 0.00010198
2020-05-01 | NLD_LV | Simple method region | 127784.2761 | 0.3989 | 50973.1477 | SCGL | 0.0016809 | 85.6827 | Simple method | 74.8961
2020-05-01 | NLD_LV | Simple method region | 127784.2761 | 0.3989 | 50973.1477 | SHPK | 1.978e-15 | 1.0083e-10 | Simple method | 8.8133e-11
2020-05-01 | NLD_LV | Simple method region | 127784.2761 | 0.3989 | 50973.1477 | SKOG | 0.0016221 | 82.6843 | Simple method | 72.2752
2020-05-01 | NLD_LV | Simple method region | 127784.2761 | 0.3989 | 50973.1477 | SOLE | 0 | 0 | Simple method | 0
2020-05-01 | NLD_LV | Simple method region | 127784.2761 | 0.3989 | 50973.1477 | SOU2 | 0.00017393 | 8.8659 | Simple method | 7.7498
2020-05-01 | NLD_LV | Simple method region | 127784.2761 | 0.3989 | 50973.1477 | TARW | 0.011229 | 572.3562 | Simple method | 500.3024
2020-05-01 | NLD_LV | Simple method region | 127784.2761 | 0.3989 | 50973.1477 | TASM | 0 | 0 | Simple method | 0
2020-05-01 | NLD_LV | Simple method region | 127784.2761 | 0.3989 | 50973.1477 | TBOP | 2.6833e-05 | 1.3678 | Simple method | 1.1956
2020-05-01 | NLD_LV | Simple method region | 127784.2761 | 0.3989 | 50973.1477 | TOD3 | 0.00014091 | 7.1828 | Simple method | 6.2785
2020-05-01 | NLD_LV | Simple method region | 127784.2761 | 0.3989 | 50973.1477 | TOPE | 0.1064 | 5423.5622 | Simple method | 4740.7914
2020-05-01 | NLD_LV | Simple method region | 127784.2761 | 0.3989 | 50973.1477 | TRNZ | 8.0541e-06 | 0.41054 | Simple method | 0.35886
2020-05-01 | NLD_LV | Simple method region | 127784.2761 | 0.3989 | 50973.1477 | TRUG | 0.0005216 | 26.5875 | Simple method | 23.2404
2020-05-01 | NLD_LV | Simple method region | 127784.2761 | 0.3989 | 50973.1477 | UNET | 0.0025577 | 130.3733 | Simple method | 113.9606
2020-05-01 | NLD_LV | Simple method region | 127784.2761 | 0.3989 | 50973.1477 | UNIS | 0.005836 | 297.4796 | Simple method | 260.0299
2020-05-01 | NLD_LV | Simple method region | 127784.2761 | 0.3989 | 50973.1477 | VECT | 0.0012816 | 65.326 | Simple method | 57.1021
2020-05-01 | NLD_LV | Simple method region | 127784.2761 | 0.3989 | 50973.1477 | WAIP | 4.1914e-06 | 0.21365 | Simple method | 0.18675
2020-05-01 | NLD_LV | Simple method region | 127784.2761 | 0.3989 | 50973.1477 | WATA | 0 | 0 | Simple method | 0
2020-05-01 | NLD_LV | Simple method region | 127784.2761 | 0.3989 | 50973.1477 | WAV1 | 0.011544 | 588.4247 | Simple method | 514.3481
2020-05-01 | NLD_LV | Simple method region | 127784.2761 | 0.3989 | 50973.1477 | WELE | 0.0022708 | 115.7513 | Simple method | 101.1794
2020-05-01 | NLD_LV | Simple method region | 127784.2761 | 0.3989 | 50973.1477 | WNST | 1.2854e-12 | 6.5519e-08 | Simple method | 5.7271e-08
2020-05-01 | NLD_LV | Simple method region | 127784.2761 | 0.3989 | 50973.1477 | WPOW | 0 | 0 | Simple method | 0
2020-05-01 | NLD_LV | Simple method region | 127784.2761 | 0.3989 | 50973.1477 | WTOM | 4.3821e-06 | 0.22337 | Simple method | 0.19525
2020-06-01 | NLD_LV | Simple method region | 215074.4439 | 0.4449 | 95686.6201 | ALPE | 0 | 0 | Simple method | 0
2020-06-01 | NLD_LV | Simple method region | 215074.4439 | 0.4449 | 95686.6201 | BUEL | 0 | 0 | Simple method | 0
2020-06-01 | NLD_LV | Simple method region | 215074.4439 | 0.4449 | 95686.6201 | CHBP | 3.267e-09 | 0.00031261 | Simple method | 0.00027326
2020-06-01 | NLD_LV | Simple method region | 215074.4439 | 0.4449 | 95686.6201 | COUP | 4.2022e-06 | 0.40209 | Simple method | 0.35147
2020-06-01 | NLD_LV | Simple method region | 215074.4439 | 0.4449 | 95686.6201 | CTCT | 0.12001 | 11483.4471 | Simple method | 10037.799
2020-06-01 | NLD_LV | Simple method region | 215074.4439 | 0.4449 | 95686.6201 | DUNE | 0.00011108 | 10.6287 | Simple method | 9.2906
2020-06-01 | NLD_LV | Simple method region | 215074.4439 | 0.4449 | 95686.6201 | EASH | 0 | 0 | Simple method | 0
2020-06-01 | NLD_LV | Simple method region | 215074.4439 | 0.4449 | 95686.6201 | EAST | 3.9103e-13 | 3.7417e-08 | Simple method | 3.2706e-08
2020-06-01 | NLD_LV | Simple method region | 215074.4439 | 0.4449 | 95686.6201 | GENE | 0.14245 | 13631.0272 | Simple method | 11915.0207
2020-06-01 | NLD_LV | Simple method region | 215074.4439 | 0.4449 | 95686.6201 | HORO | 5.9707e-06 | 0.57132 | Simple method | 0.49939
2020-06-01 | NLD_LV | Simple method region | 215074.4439 | 0.4449 | 95686.6201 | HRZE | 5.1312e-05 | 4.9099 | Simple method | 4.2918
2020-06-01 | NLD_LV | Simple method region | 215074.4439 | 0.4449 | 95686.6201 | KIWI | 3.0306e-05 | 2.8998 | Simple method | 2.5348
2020-06-01 | NLD_LV | Simple method region | 215074.4439 | 0.4449 | 95686.6201 | KUPE | 1.6957e-09 | 0.00016226 | Simple method | 0.00014183
2020-06-01 | NLD_LV | Simple method region | 215074.4439 | 0.4449 | 95686.6201 | MARL | 0 | 0 | Simple method | 0
2020-06-01 | NLD_LV | Simple method region | 215074.4439 | 0.4449 | 95686.6201 | MELT | 5.0942e-05 | 4.8745 | Simple method | 4.2608
2020-06-01 | NLD_LV | Simple method region | 215074.4439 | 0.4449 | 95686.6201 | MELW | 6.95e-07 | 0.066502 | Simple method | 0.05813
2020-06-01 | NLD_LV | Simple method region | 215074.4439 | 0.4449 | 95686.6201 | MERI | 0.0604 | 5779.4546 | Simple method | 5051.8806
2020-06-01 | NLD_LV | Simple method region | 215074.4439 | 0.4449 | 95686.6201 | METH | 1.3721e-09 | 0.00013129 | Simple method | 0.00011476
2020-06-01 | NLD_LV | Simple method region | 215074.4439 | 0.4449 | 95686.6201 | MPOW | 0 | 0 | Simple method | 0
2020-06-01 | NLD_LV | Simple method region | 215074.4439 | 0.4449 | 95686.6201 | MRPL | 0.072059 | 6895.0909 | Simple method | 6027.0697
2020-06-01 | NLD_LV | Simple method region | 215074.4439 | 0.4449 | 95686.6201 | MSVP | 0.019713 | 1886.2978 | Simple method | 1648.8323
2020-06-01 | NLD_LV | Simple method region | 215074.4439 | 0.4449 | 95686.6201 | NAPA | 0.030061 | 2876.4594 | Simple method | 2514.3426
2020-06-01 | NLD_LV | Simple method region | 215074.4439 | 0.4449 | 95686.6201 | NELS | 0 | 0 | Simple method | 0
2020-06-01 | NLD_LV | Simple method region | 215074.4439 | 0.4449 | 95686.6201 | NPOW | 0.39087 | 37400.5622 | Simple method | 32692.2151
2020-06-01 | NLD_LV | Simple method region | 215074.4439 | 0.4449 | 95686.6201 | NTRG | 0.018367 | 1757.5224 | Simple method | 1536.2684
2020-06-01 | NLD_LV | Simple method region | 215074.4439 | 0.4449 | 95686.6201 | NZAS | 0 | 0 | Simple method | 0
2020-06-01 | NLD_LV | Simple method region | 215074.4439 | 0.4449 | 95686.6201 | NZST | 0.00022422 | 21.4544 | Simple method | 18.7535
2020-06-01 | NLD_LV | Simple method region | 215074.4439 | 0.4449 | 95686.6201 | OMVP | 2.2023e-09 | 0.00021073 | Simple method | 0.0001842
2020-06-01 | NLD_LV | Simple method region | 215074.4439 | 0.4449 | 95686.6201 | ORON | 0 | 0 | Simple method | 0
2020-06-01 | NLD_LV | Simple method region | 215074.4439 | 0.4449 | 95686.6201 | PANP | 2.4739e-12 | 2.3671e-07 | Simple method | 2.0691e-07
2020-06-01 | NLD_LV | Simple method region | 215074.4439 | 0.4449 | 95686.6201 | POCO | 0.00018705 | 17.898 | Simple method | 15.6448
2020-06-01 | NLD_LV | Simple method region | 215074.4439 | 0.4449 | 95686.6201 | POWN | 0.00010044 | 9.6112 | Simple method | 8.4013
2020-06-01 | NLD_LV | Simple method region | 215074.4439 | 0.4449 | 95686.6201 | RAYN | 0 | 0 | Simple method | 0
2020-06-01 | NLD_LV | Simple method region | 215074.4439 | 0.4449 | 95686.6201 | SCAN | 2.2887e-09 | 0.000219 | Simple method | 0.00019143
2020-06-01 | NLD_LV | Simple method region | 215074.4439 | 0.4449 | 95686.6201 | SCGL | 0.0016809 | 160.8433 | Simple method | 140.5948
2020-06-01 | NLD_LV | Simple method region | 215074.4439 | 0.4449 | 95686.6201 | SHPK | 1.978e-15 | 1.8927e-10 | Simple method | 1.6544e-10
2020-06-01 | NLD_LV | Simple method region | 215074.4439 | 0.4449 | 95686.6201 | SKOG | 0.0016221 | 155.2147 | Simple method | 135.6748
2020-06-01 | NLD_LV | Simple method region | 215074.4439 | 0.4449 | 95686.6201 | SOLE | 0 | 0 | Simple method | 0
2020-06-01 | NLD_LV | Simple method region | 215074.4439 | 0.4449 | 95686.6201 | SOU2 | 0.00017393 | 16.643 | Simple method | 14.5478
2020-06-01 | NLD_LV | Simple method region | 215074.4439 | 0.4449 | 95686.6201 | TARW | 0.011229 | 1074.425 | Simple method | 939.166
2020-06-01 | NLD_LV | Simple method region | 215074.4439 | 0.4449 | 95686.6201 | TASM | 0 | 0 | Simple method | 0
2020-06-01 | NLD_LV | Simple method region | 215074.4439 | 0.4449 | 95686.6201 | TBOP | 2.6833e-05 | 2.5676 | Simple method | 2.2443
2020-06-01 | NLD_LV | Simple method region | 215074.4439 | 0.4449 | 95686.6201 | TOD3 | 0.00014091 | 13.4834 | Simple method | 11.786
2020-06-01 | NLD_LV | Simple method region | 215074.4439 | 0.4449 | 95686.6201 | TOPE | 0.1064 | 10181.0926 | Simple method | 8899.3975
2020-06-01 | NLD_LV | Simple method region | 215074.4439 | 0.4449 | 95686.6201 | TRNZ | 8.0541e-06 | 0.77067 | Simple method | 0.67365
2020-06-01 | NLD_LV | Simple method region | 215074.4439 | 0.4449 | 95686.6201 | TRUG | 0.0005216 | 49.91 | Simple method | 43.6269
2020-06-01 | NLD_LV | Simple method region | 215074.4439 | 0.4449 | 95686.6201 | UNET | 0.0025577 | 244.7363 | Simple method | 213.9265
2020-06-01 | NLD_LV | Simple method region | 215074.4439 | 0.4449 | 95686.6201 | UNIS | 0.005836 | 558.4276 | Simple method | 488.1273
2020-06-01 | NLD_LV | Simple method region | 215074.4439 | 0.4449 | 95686.6201 | VECT | 0.0012816 | 122.6298 | Simple method | 107.1919
2020-06-01 | NLD_LV | Simple method region | 215074.4439 | 0.4449 | 95686.6201 | WAIP | 4.1914e-06 | 0.40106 | Simple method | 0.35057
2020-06-01 | NLD_LV | Simple method region | 215074.4439 | 0.4449 | 95686.6201 | WATA | 0 | 0 | Simple method | 0
2020-06-01 | NLD_LV | Simple method region | 215074.4439 | 0.4449 | 95686.6201 | WAV1 | 0.011544 | 1104.5888 | Simple method | 965.5324
2020-06-01 | NLD_LV | Simple method region | 215074.4439 | 0.4449 | 95686.6201 | WELE | 0.0022708 | 217.288 | Simple method | 189.9337
2020-06-01 | NLD_LV | Simple method region | 215074.4439 | 0.4449 | 95686.6201 | WNST | 1.2854e-12 | 1.2299e-07 | Simple method | 1.0751e-07
2020-06-01 | NLD_LV | Simple method region | 215074.4439 | 0.4449 | 95686.6201 | WPOW | 0 | 0 | Simple method | 0
2020-06-01 | NLD_LV | Simple method region | 215074.4439 | 0.4449 | 95686.6201 | WTOM | 4.3821e-06 | 0.4193 | Simple method | 0.36652
2020-07-01 | NLD_LV | Simple method region | 218443.8157 | 0.5722 | 124993.5513 | ALPE | 0 | 0 | Simple method | 0
2020-07-01 | NLD_LV | Simple method region | 218443.8157 | 0.5722 | 124993.5513 | BUEL | 0 | 0 | Simple method | 0
2020-07-01 | NLD_LV | Simple method region | 218443.8157 | 0.5722 | 124993.5513 | CHBP | 3.267e-09 | 0.00040836 | Simple method | 0.00035695
2020-07-01 | NLD_LV | Simple method region | 218443.8157 | 0.5722 | 124993.5513 | COUP | 4.2022e-06 | 0.52525 | Simple method | 0.45912
2020-07-01 | NLD_LV | Simple method region | 218443.8157 | 0.5722 | 124993.5513 | CTCT | 0.12001 | 15000.6013 | Simple method | 13112.1795
2020-07-01 | NLD_LV | Simple method region | 218443.8157 | 0.5722 | 124993.5513 | DUNE | 0.00011108 | 13.884 | Simple method | 12.1362
2020-07-01 | NLD_LV | Simple method region | 218443.8157 | 0.5722 | 124993.5513 | EASH | 0 | 0 | Simple method | 0
2020-07-01 | NLD_LV | Simple method region | 218443.8157 | 0.5722 | 124993.5513 | EAST | 3.9103e-13 | 4.8877e-08 | Simple method | 4.2723e-08
2020-07-01 | NLD_LV | Simple method region | 218443.8157 | 0.5722 | 124993.5513 | GENE | 0.14245 | 17805.943 | Simple method | 15564.3574
2020-07-01 | NLD_LV | Simple method region | 218443.8157 | 0.5722 | 124993.5513 | HORO | 5.9707e-06 | 0.7463 | Simple method | 0.65235
2020-07-01 | NLD_LV | Simple method region | 218443.8157 | 0.5722 | 124993.5513 | HRZE | 5.1312e-05 | 6.4137 | Simple method | 5.6063
2020-07-01 | NLD_LV | Simple method region | 218443.8157 | 0.5722 | 124993.5513 | KIWI | 3.0306e-05 | 3.788 | Simple method | 3.3111
2020-07-01 | NLD_LV | Simple method region | 218443.8157 | 0.5722 | 124993.5513 | KUPE | 1.6957e-09 | 0.00021196 | Simple method | 0.00018527
2020-07-01 | NLD_LV | Simple method region | 218443.8157 | 0.5722 | 124993.5513 | MARL | 0 | 0 | Simple method | 0
2020-07-01 | NLD_LV | Simple method region | 218443.8157 | 0.5722 | 124993.5513 | MELT | 5.0942e-05 | 6.3674 | Simple method | 5.5658
2020-07-01 | NLD_LV | Simple method region | 218443.8157 | 0.5722 | 124993.5513 | MELW | 6.95e-07 | 0.086871 | Simple method | 0.075934
2020-07-01 | NLD_LV | Simple method region | 218443.8157 | 0.5722 | 124993.5513 | MERI | 0.0604 | 7549.588 | Simple method | 6599.1723
2020-07-01 | NLD_LV | Simple method region | 218443.8157 | 0.5722 | 124993.5513 | METH | 1.3721e-09 | 0.0001715 | Simple method | 0.00014991
2020-07-01 | NLD_LV | Simple method region | 218443.8157 | 0.5722 | 124993.5513 | MPOW | 0 | 0 | Simple method | 0
2020-07-01 | NLD_LV | Simple method region | 218443.8157 | 0.5722 | 124993.5513 | MRPL | 0.072059 | 9006.9217 | Simple method | 7873.0426
2020-07-01 | NLD_LV | Simple method region | 218443.8157 | 0.5722 | 124993.5513 | MSVP | 0.019713 | 2464.0338 | Simple method | 2153.8372
2020-07-01 | NLD_LV | Simple method region | 218443.8157 | 0.5722 | 124993.5513 | NAPA | 0.030061 | 3757.4623 | Simple method | 3284.4364
2020-07-01 | NLD_LV | Simple method region | 218443.8157 | 0.5722 | 124993.5513 | NELS | 0 | 0 | Simple method | 0
2020-07-01 | NLD_LV | Simple method region | 218443.8157 | 0.5722 | 124993.5513 | NPOW | 0.39087 | 48855.6194 | Simple method | 42705.1982
2020-07-01 | NLD_LV | Simple method region | 218443.8157 | 0.5722 | 124993.5513 | NTRG | 0.018367 | 2295.817 | Simple method | 2006.7972
2020-07-01 | NLD_LV | Simple method region | 218443.8157 | 0.5722 | 124993.5513 | NZAS | 0 | 0 | Simple method | 0
2020-07-01 | NLD_LV | Simple method region | 218443.8157 | 0.5722 | 124993.5513 | NZST | 0.00022422 | 28.0254 | Simple method | 24.4973
2020-07-01 | NLD_LV | Simple method region | 218443.8157 | 0.5722 | 124993.5513 | OMVP | 2.2023e-09 | 0.00027527 | Simple method | 0.00024061
2020-07-01 | NLD_LV | Simple method region | 218443.8157 | 0.5722 | 124993.5513 | ORON | 0 | 0 | Simple method | 0
2020-07-01 | NLD_LV | Simple method region | 218443.8157 | 0.5722 | 124993.5513 | PANP | 2.4739e-12 | 3.0922e-07 | Simple method | 2.7029e-07
2020-07-01 | NLD_LV | Simple method region | 218443.8157 | 0.5722 | 124993.5513 | POCO | 0.00018705 | 23.3797 | Simple method | 20.4365
2020-07-01 | NLD_LV | Simple method region | 218443.8157 | 0.5722 | 124993.5513 | POWN | 0.00010044 | 12.5549 | Simple method | 10.9744
2020-07-01 | NLD_LV | Simple method region | 218443.8157 | 0.5722 | 124993.5513 | RAYN | 0 | 0 | Simple method | 0
2020-07-01 | NLD_LV | Simple method region | 218443.8157 | 0.5722 | 124993.5513 | SCAN | 2.2887e-09 | 0.00028607 | Simple method | 0.00025006
2020-07-01 | NLD_LV | Simple method region | 218443.8157 | 0.5722 | 124993.5513 | SCGL | 0.0016809 | 210.1064 | Simple method | 183.6562
2020-07-01 | NLD_LV | Simple method region | 218443.8157 | 0.5722 | 124993.5513 | SHPK | 1.978e-15 | 2.4724e-10 | Simple method | 2.1612e-10
2020-07-01 | NLD_LV | Simple method region | 218443.8157 | 0.5722 | 124993.5513 | SKOG | 0.0016221 | 202.7539 | Simple method | 177.2293
2020-07-01 | NLD_LV | Simple method region | 218443.8157 | 0.5722 | 124993.5513 | SOLE | 0 | 0 | Simple method | 0
2020-07-01 | NLD_LV | Simple method region | 218443.8157 | 0.5722 | 124993.5513 | SOU2 | 0.00017393 | 21.7404 | Simple method | 19.0035
2020-07-01 | NLD_LV | Simple method region | 218443.8157 | 0.5722 | 124993.5513 | TARW | 0.011229 | 1403.5003 | Simple method | 1226.814
2020-07-01 | NLD_LV | Simple method region | 218443.8157 | 0.5722 | 124993.5513 | TASM | 0 | 0 | Simple method | 0
2020-07-01 | NLD_LV | Simple method region | 218443.8157 | 0.5722 | 124993.5513 | TBOP | 2.6833e-05 | 3.3539 | Simple method | 2.9317
2020-07-01 | NLD_LV | Simple method region | 218443.8157 | 0.5722 | 124993.5513 | TOD3 | 0.00014091 | 17.6132 | Simple method | 15.3958
2020-07-01 | NLD_LV | Simple method region | 218443.8157 | 0.5722 | 124993.5513 | TOPE | 0.1064 | 13299.3612 | Simple method | 11625.1081
2020-07-01 | NLD_LV | Simple method region | 218443.8157 | 0.5722 | 124993.5513 | TRNZ | 8.0541e-06 | 1.0067 | Simple method | 0.87997
2020-07-01 | NLD_LV | Simple method region | 218443.8157 | 0.5722 | 124993.5513 | TRUG | 0.0005216 | 65.1965 | Simple method | 56.9889
2020-07-01 | NLD_LV | Simple method region | 218443.8157 | 0.5722 | 124993.5513 | UNET | 0.0025577 | 319.6942 | Simple method | 279.448
2020-07-01 | NLD_LV | Simple method region | 218443.8157 | 0.5722 | 124993.5513 | UNIS | 0.005836 | 729.463 | Simple method | 637.6311
2020-07-01 | NLD_LV | Simple method region | 218443.8157 | 0.5722 | 124993.5513 | VECT | 0.0012816 | 160.1889 | Simple method | 140.0227
2020-07-01 | NLD_LV | Simple method region | 218443.8157 | 0.5722 | 124993.5513 | WAIP | 4.1914e-06 | 0.5239 | Simple method | 0.45794
2020-07-01 | NLD_LV | Simple method region | 218443.8157 | 0.5722 | 124993.5513 | WATA | 0 | 0 | Simple method | 0
2020-07-01 | NLD_LV | Simple method region | 218443.8157 | 0.5722 | 124993.5513 | WAV1 | 0.011544 | 1442.9027 | Simple method | 1261.256
2020-07-01 | NLD_LV | Simple method region | 218443.8157 | 0.5722 | 124993.5513 | WELE | 0.0022708 | 283.839 | Simple method | 248.1066
2020-07-01 | NLD_LV | Simple method region | 218443.8157 | 0.5722 | 124993.5513 | WNST | 1.2854e-12 | 1.6066e-07 | Simple method | 1.4044e-07
2020-07-01 | NLD_LV | Simple method region | 218443.8157 | 0.5722 | 124993.5513 | WPOW | 0 | 0 | Simple method | 0
2020-07-01 | NLD_LV | Simple method region | 218443.8157 | 0.5722 | 124993.5513 | WTOM | 4.3821e-06 | 0.54773 | Simple method | 0.47878
2020-08-01 | NLD_LV | Simple method region | 157217.2118 | 0.9035 | 142045.7508 | ALPE | 0 | 0 | Simple method | 0
2020-08-01 | NLD_LV | Simple method region | 157217.2118 | 0.9035 | 142045.7508 | BUEL | 0 | 0 | Simple method | 0
2020-08-01 | NLD_LV | Simple method region | 157217.2118 | 0.9035 | 142045.7508 | CHBP | 3.267e-09 | 0.00046407 | Simple method | 0.00040565
2020-08-01 | NLD_LV | Simple method region | 157217.2118 | 0.9035 | 142045.7508 | COUP | 4.2022e-06 | 0.59691 | Simple method | 0.52176
2020-08-01 | NLD_LV | Simple method region | 157217.2118 | 0.9035 | 142045.7508 | CTCT | 0.12001 | 17047.0529 | Simple method | 14901.0038
2020-08-01 | NLD_LV | Simple method region | 157217.2118 | 0.9035 | 142045.7508 | DUNE | 0.00011108 | 15.7781 | Simple method | 13.7918
2020-08-01 | NLD_LV | Simple method region | 157217.2118 | 0.9035 | 142045.7508 | EASH | 0 | 0 | Simple method | 0
2020-08-01 | NLD_LV | Simple method region | 157217.2118 | 0.9035 | 142045.7508 | EAST | 3.9103e-13 | 5.5544e-08 | Simple method | 4.8552e-08
2020-08-01 | NLD_LV | Simple method region | 157217.2118 | 0.9035 | 142045.7508 | GENE | 0.14245 | 20235.1122 | Simple method | 17687.7192
2020-08-01 | NLD_LV | Simple method region | 157217.2118 | 0.9035 | 142045.7508 | HORO | 5.9707e-06 | 0.84811 | Simple method | 0.74134
2020-08-01 | NLD_LV | Simple method region | 157217.2118 | 0.9035 | 142045.7508 | HRZE | 5.1312e-05 | 7.2887 | Simple method | 6.3711
2020-08-01 | NLD_LV | Simple method region | 157217.2118 | 0.9035 | 142045.7508 | KIWI | 3.0306e-05 | 4.3048 | Simple method | 3.7629
2020-08-01 | NLD_LV | Simple method region | 157217.2118 | 0.9035 | 142045.7508 | KUPE | 1.6957e-09 | 0.00024087 | Simple method | 0.00021055
2020-08-01 | NLD_LV | Simple method region | 157217.2118 | 0.9035 | 142045.7508 | MARL | 0 | 0 | Simple method | 0
2020-08-01 | NLD_LV | Simple method region | 157217.2118 | 0.9035 | 142045.7508 | MELT | 5.0942e-05 | 7.2361 | Simple method | 6.3251
2020-08-01 | NLD_LV | Simple method region | 157217.2118 | 0.9035 | 142045.7508 | MELW | 6.95e-07 | 0.098722 | Simple method | 0.086294
2020-08-01 | NLD_LV | Simple method region | 157217.2118 | 0.9035 | 142045.7508 | MERI | 0.0604 | 8579.5377 | Simple method | 7499.462
2020-08-01 | NLD_LV | Simple method region | 157217.2118 | 0.9035 | 142045.7508 | METH | 1.3721e-09 | 0.0001949 | Simple method | 0.00017036
2020-08-01 | NLD_LV | Simple method region | 157217.2118 | 0.9035 | 142045.7508 | MPOW | 0 | 0 | Simple method | 0
2020-08-01 | NLD_LV | Simple method region | 157217.2118 | 0.9035 | 142045.7508 | MRPL | 0.072059 | 10235.6877 | Simple method | 8947.1196
2020-08-01 | NLD_LV | Simple method region | 157217.2118 | 0.9035 | 142045.7508 | MSVP | 0.019713 | 2800.1887 | Simple method | 2447.6737
2020-08-01 | NLD_LV | Simple method region | 157217.2118 | 0.9035 | 142045.7508 | NAPA | 0.030061 | 4270.0728 | Simple method | 3732.5144
2020-08-01 | NLD_LV | Simple method region | 157217.2118 | 0.9035 | 142045.7508 | NELS | 0 | 0 | Simple method | 0
2020-08-01 | NLD_LV | Simple method region | 157217.2118 | 0.9035 | 142045.7508 | NPOW | 0.39087 | 55520.7293 | Simple method | 48531.2392
2020-08-01 | NLD_LV | Simple method region | 157217.2118 | 0.9035 | 142045.7508 | NTRG | 0.018367 | 2609.0229 | Simple method | 2280.5737
2020-08-01 | NLD_LV | Simple method region | 157217.2118 | 0.9035 | 142045.7508 | NZAS | 0 | 0 | Simple method | 0
2020-08-01 | NLD_LV | Simple method region | 157217.2118 | 0.9035 | 142045.7508 | NZST | 0.00022422 | 31.8488 | Simple method | 27.8394
2020-08-01 | NLD_LV | Simple method region | 157217.2118 | 0.9035 | 142045.7508 | OMVP | 2.2023e-09 | 0.00031282 | Simple method | 0.00027344
2020-08-01 | NLD_LV | Simple method region | 157217.2118 | 0.9035 | 142045.7508 | ORON | 0 | 0 | Simple method | 0
2020-08-01 | NLD_LV | Simple method region | 157217.2118 | 0.9035 | 142045.7508 | PANP | 2.4739e-12 | 3.514e-07 | Simple method | 3.0716e-07
2020-08-01 | NLD_LV | Simple method region | 157217.2118 | 0.9035 | 142045.7508 | POCO | 0.00018705 | 26.5693 | Simple method | 23.2245
2020-08-01 | NLD_LV | Simple method region | 157217.2118 | 0.9035 | 142045.7508 | POWN | 0.00010044 | 14.2677 | Simple method | 12.4716
2020-08-01 | NLD_LV | Simple method region | 157217.2118 | 0.9035 | 142045.7508 | RAYN | 0 | 0 | Simple method | 0
2020-08-01 | NLD_LV | Simple method region | 157217.2118 | 0.9035 | 142045.7508 | SCAN | 2.2887e-09 | 0.0003251 | Simple method | 0.00028418
2020-08-01 | NLD_LV | Simple method region | 157217.2118 | 0.9035 | 142045.7508 | SCGL | 0.0016809 | 238.7701 | Simple method | 208.7114
2020-08-01 | NLD_LV | Simple method region | 157217.2118 | 0.9035 | 142045.7508 | SHPK | 1.978e-15 | 2.8097e-10 | Simple method | 2.456e-10
2020-08-01 | NLD_LV | Simple method region | 157217.2118 | 0.9035 | 142045.7508 | SKOG | 0.0016221 | 230.4145 | Simple method | 201.4077
2020-08-01 | NLD_LV | Simple method region | 157217.2118 | 0.9035 | 142045.7508 | SOLE | 0 | 0 | Simple method | 0
2020-08-01 | NLD_LV | Simple method region | 157217.2118 | 0.9035 | 142045.7508 | SOU2 | 0.00017393 | 24.7064 | Simple method | 21.5961
2020-08-01 | NLD_LV | Simple method region | 157217.2118 | 0.9035 | 142045.7508 | TARW | 0.011229 | 1594.9723 | Simple method | 1394.1817
2020-08-01 | NLD_LV | Simple method region | 157217.2118 | 0.9035 | 142045.7508 | TASM | 0 | 0 | Simple method | 0
2020-08-01 | NLD_LV | Simple method region | 157217.2118 | 0.9035 | 142045.7508 | TBOP | 2.6833e-05 | 3.8115 | Simple method | 3.3317
2020-08-01 | NLD_LV | Simple method region | 157217.2118 | 0.9035 | 142045.7508 | TOD3 | 0.00014091 | 20.016 | Simple method | 17.4962
2020-08-01 | NLD_LV | Simple method region | 157217.2118 | 0.9035 | 142045.7508 | TOPE | 0.1064 | 15113.7217 | Simple method | 13211.0592
2020-08-01 | NLD_LV | Simple method region | 157217.2118 | 0.9035 | 142045.7508 | TRNZ | 8.0541e-06 | 1.144 | Simple method | 1
2020-08-01 | NLD_LV | Simple method region | 157217.2118 | 0.9035 | 142045.7508 | TRUG | 0.0005216 | 74.0909 | Simple method | 64.7636
2020-08-01 | NLD_LV | Simple method region | 157217.2118 | 0.9035 | 142045.7508 | UNET | 0.0025577 | 363.3084 | Simple method | 317.5716
2020-08-01 | NLD_LV | Simple method region | 157217.2118 | 0.9035 | 142045.7508 | UNIS | 0.005836 | 828.9797 | Simple method | 724.6197
2020-08-01 | NLD_LV | Simple method region | 157217.2118 | 0.9035 | 142045.7508 | VECT | 0.0012816 | 182.0426 | Simple method | 159.1253
2020-08-01 | NLD_LV | Simple method region | 157217.2118 | 0.9035 | 142045.7508 | WAIP | 4.1914e-06 | 0.59537 | Simple method | 0.52042
2020-08-01 | NLD_LV | Simple method region | 157217.2118 | 0.9035 | 142045.7508 | WATA | 0 | 0 | Simple method | 0
2020-08-01 | NLD_LV | Simple method region | 157217.2118 | 0.9035 | 142045.7508 | WAV1 | 0.011544 | 1639.7501 | Simple method | 1433.3224
2020-08-01 | NLD_LV | Simple method region | 157217.2118 | 0.9035 | 142045.7508 | WELE | 0.0022708 | 322.5617 | Simple method | 281.9545
2020-08-01 | NLD_LV | Simple method region | 157217.2118 | 0.9035 | 142045.7508 | WNST | 1.2854e-12 | 1.8258e-07 | Simple method | 1.596e-07
2020-08-01 | NLD_LV | Simple method region | 157217.2118 | 0.9035 | 142045.7508 | WPOW | 0 | 0 | Simple method | 0
2020-08-01 | NLD_LV | Simple method region | 157217.2118 | 0.9035 | 142045.7508 | WTOM | 4.3821e-06 | 0.62245 | Simple method | 0.54409
2020-09-01 | NLD_LV | Simple method region | 160084.2008 | 0.5459 | 87389.9652 | ALPE | 0 | 0 | Simple method | 0
2020-09-01 | NLD_LV | Simple method region | 160084.2008 | 0.5459 | 87389.9652 | BUEL | 0 | 0 | Simple method | 0
2020-09-01 | NLD_LV | Simple method region | 160084.2008 | 0.5459 | 87389.9652 | CHBP | 3.267e-09 | 0.00028551 | Simple method | 0.00024956
2020-09-01 | NLD_LV | Simple method region | 160084.2008 | 0.5459 | 87389.9652 | COUP | 4.2022e-06 | 0.36723 | Simple method | 0.321
2020-09-01 | NLD_LV | Simple method region | 160084.2008 | 0.5459 | 87389.9652 | CTCT | 0.12001 | 10487.7573 | Simple method | 9167.4562
2020-09-01 | NLD_LV | Simple method region | 160084.2008 | 0.5459 | 87389.9652 | DUNE | 0.00011108 | 9.7071 | Simple method | 8.4851
2020-09-01 | NLD_LV | Simple method region | 160084.2008 | 0.5459 | 87389.9652 | EASH | 0 | 0 | Simple method | 0
2020-09-01 | NLD_LV | Simple method region | 160084.2008 | 0.5459 | 87389.9652 | EAST | 3.9103e-13 | 3.4172e-08 | Simple method | 2.987e-08
2020-09-01 | NLD_LV | Simple method region | 160084.2008 | 0.5459 | 87389.9652 | GENE | 0.14245 | 12449.1281 | Simple method | 10881.9106
2020-09-01 | NLD_LV | Simple method region | 160084.2008 | 0.5459 | 87389.9652 | HORO | 5.9707e-06 | 0.52178 | Simple method | 0.45609
2020-09-01 | NLD_LV | Simple method region | 160084.2008 | 0.5459 | 87389.9652 | HRZE | 5.1312e-05 | 4.4842 | Simple method | 3.9197
2020-09-01 | NLD_LV | Simple method region | 160084.2008 | 0.5459 | 87389.9652 | KIWI | 3.0306e-05 | 2.6484 | Simple method | 2.315
2020-09-01 | NLD_LV | Simple method region | 160084.2008 | 0.5459 | 87389.9652 | KUPE | 1.6957e-09 | 0.00014819 | Simple method | 0.00012953
2020-09-01 | NLD_LV | Simple method region | 160084.2008 | 0.5459 | 87389.9652 | MARL | 0 | 0 | Simple method | 0
2020-09-01 | NLD_LV | Simple method region | 160084.2008 | 0.5459 | 87389.9652 | MELT | 5.0942e-05 | 4.4518 | Simple method | 3.8914
2020-09-01 | NLD_LV | Simple method region | 160084.2008 | 0.5459 | 87389.9652 | MELW | 6.95e-07 | 0.060736 | Simple method | 0.05309
2020-09-01 | NLD_LV | Simple method region | 160084.2008 | 0.5459 | 87389.9652 | MERI | 0.0604 | 5278.3381 | Simple method | 4613.8495
2020-09-01 | NLD_LV | Simple method region | 160084.2008 | 0.5459 | 87389.9652 | METH | 1.3721e-09 | 0.00011991 | Simple method | 0.00010481
2020-09-01 | NLD_LV | Simple method region | 160084.2008 | 0.5459 | 87389.9652 | MPOW | 0 | 0 | Simple method | 0
2020-09-01 | NLD_LV | Simple method region | 160084.2008 | 0.5459 | 87389.9652 | MRPL | 0.072059 | 6297.2414 | Simple method | 5504.4834
2020-09-01 | NLD_LV | Simple method region | 160084.2008 | 0.5459 | 87389.9652 | MSVP | 0.019713 | 1722.7435 | Simple method | 1505.8678
2020-09-01 | NLD_LV | Simple method region | 160084.2008 | 0.5459 | 87389.9652 | NAPA | 0.030061 | 2627.0515 | Simple method | 2296.3327
2020-09-01 | NLD_LV | Simple method region | 160084.2008 | 0.5459 | 87389.9652 | NELS | 0 | 0 | Simple method | 0
2020-09-01 | NLD_LV | Simple method region | 160084.2008 | 0.5459 | 87389.9652 | NPOW | 0.39087 | 34157.6892 | Simple method | 29857.5866
2020-09-01 | NLD_LV | Simple method region | 160084.2008 | 0.5459 | 87389.9652 | NTRG | 0.018367 | 1605.1337 | Simple method | 1403.0639
2020-09-01 | NLD_LV | Simple method region | 160084.2008 | 0.5459 | 87389.9652 | NZAS | 0 | 0 | Simple method | 0
2020-09-01 | NLD_LV | Simple method region | 160084.2008 | 0.5459 | 87389.9652 | NZST | 0.00022422 | 19.5942 | Simple method | 17.1274
2020-09-01 | NLD_LV | Simple method region | 160084.2008 | 0.5459 | 87389.9652 | OMVP | 2.2023e-09 | 0.00019245 | Simple method | 0.00016823
2020-09-01 | NLD_LV | Simple method region | 160084.2008 | 0.5459 | 87389.9652 | ORON | 0 | 0 | Simple method | 0
2020-09-01 | NLD_LV | Simple method region | 160084.2008 | 0.5459 | 87389.9652 | PANP | 2.4739e-12 | 2.1619e-07 | Simple method | 1.8897e-07
2020-09-01 | NLD_LV | Simple method region | 160084.2008 | 0.5459 | 87389.9652 | POCO | 0.00018705 | 16.3461 | Simple method | 14.2883
2020-09-01 | NLD_LV | Simple method region | 160084.2008 | 0.5459 | 87389.9652 | POWN | 0.00010044 | 8.7779 | Simple method | 7.6728
2020-09-01 | NLD_LV | Simple method region | 160084.2008 | 0.5459 | 87389.9652 | RAYN | 0 | 0 | Simple method | 0
2020-09-01 | NLD_LV | Simple method region | 160084.2008 | 0.5459 | 87389.9652 | SCAN | 2.2887e-09 | 0.00020001 | Simple method | 0.00017483
2020-09-01 | NLD_LV | Simple method region | 160084.2008 | 0.5459 | 87389.9652 | SCGL | 0.0016809 | 146.8971 | Simple method | 128.4043
2020-09-01 | NLD_LV | Simple method region | 160084.2008 | 0.5459 | 87389.9652 | SHPK | 1.978e-15 | 1.7286e-10 | Simple method | 1.511e-10
2020-09-01 | NLD_LV | Simple method region | 160084.2008 | 0.5459 | 87389.9652 | SKOG | 0.0016221 | 141.7566 | Simple method | 123.9109
2020-09-01 | NLD_LV | Simple method region | 160084.2008 | 0.5459 | 87389.9652 | SOLE | 0 | 0 | Simple method | 0
2020-09-01 | NLD_LV | Simple method region | 160084.2008 | 0.5459 | 87389.9652 | SOU2 | 0.00017393 | 15.1999 | Simple method | 13.2864
2020-09-01 | NLD_LV | Simple method region | 160084.2008 | 0.5459 | 87389.9652 | TARW | 0.011229 | 981.2654 | Simple method | 857.7341
2020-09-01 | NLD_LV | Simple method region | 160084.2008 | 0.5459 | 87389.9652 | TASM | 0 | 0 | Simple method | 0
2020-09-01 | NLD_LV | Simple method region | 160084.2008 | 0.5459 | 87389.9652 | TBOP | 2.6833e-05 | 2.3449 | Simple method | 2.0497
2020-09-01 | NLD_LV | Simple method region | 160084.2008 | 0.5459 | 87389.9652 | TOD3 | 0.00014091 | 12.3143 | Simple method | 10.7641
2020-09-01 | NLD_LV | Simple method region | 160084.2008 | 0.5459 | 87389.9652 | TOPE | 0.1064 | 9298.3254 | Simple method | 8127.7616
2020-09-01 | NLD_LV | Simple method region | 160084.2008 | 0.5459 | 87389.9652 | TRNZ | 8.0541e-06 | 0.70385 | Simple method | 0.61524
2020-09-01 | NLD_LV | Simple method region | 160084.2008 | 0.5459 | 87389.9652 | TRUG | 0.0005216 | 45.5825 | Simple method | 39.8441
2020-09-01 | NLD_LV | Simple method region | 160084.2008 | 0.5459 | 87389.9652 | UNET | 0.0025577 | 223.5161 | Simple method | 195.3777
2020-09-01 | NLD_LV | Simple method region | 160084.2008 | 0.5459 | 87389.9652 | UNIS | 0.005836 | 510.0083 | Simple method | 445.8035
2020-09-01 | NLD_LV | Simple method region | 160084.2008 | 0.5459 | 87389.9652 | VECT | 0.0012816 | 111.997 | Simple method | 97.8977
2020-09-01 | NLD_LV | Simple method region | 160084.2008 | 0.5459 | 87389.9652 | WAIP | 4.1914e-06 | 0.36629 | Simple method | 0.32017
2020-09-01 | NLD_LV | Simple method region | 160084.2008 | 0.5459 | 87389.9652 | WATA | 0 | 0 | Simple method | 0
2020-09-01 | NLD_LV | Simple method region | 160084.2008 | 0.5459 | 87389.9652 | WAV1 | 0.011544 | 1008.8138 | Simple method | 881.8145
2020-09-01 | NLD_LV | Simple method region | 160084.2008 | 0.5459 | 87389.9652 | WELE | 0.0022708 | 198.4477 | Simple method | 173.4652
2020-09-01 | NLD_LV | Simple method region | 160084.2008 | 0.5459 | 87389.9652 | WNST | 1.2854e-12 | 1.1233e-07 | Simple method | 9.8187e-08
2020-09-01 | NLD_LV | Simple method region | 160084.2008 | 0.5459 | 87389.9652 | WPOW | 0 | 0 | Simple method | 0
2020-09-01 | NLD_LV | Simple method region | 160084.2008 | 0.5459 | 87389.9652 | WTOM | 4.3821e-06 | 0.38295 | Simple method | 0.33474
2020-10-01 | NLD_LV | Simple method region | 107862.0555 | 0.4566 | 49249.8145 | ALPE | 0 | 0 | Simple method | 0
2020-10-01 | NLD_LV | Simple method region | 107862.0555 | 0.4566 | 49249.8145 | BUEL | 0 | 0 | Simple method | 0
2020-10-01 | NLD_LV | Simple method region | 107862.0555 | 0.4566 | 49249.8145 | CHBP | 3.267e-09 | 0.0001609 | Simple method | 0.00014065
2020-10-01 | NLD_LV | Simple method region | 107862.0555 | 0.4566 | 49249.8145 | COUP | 4.2022e-06 | 0.20696 | Simple method | 0.1809
2020-10-01 | NLD_LV | Simple method region | 107862.0555 | 0.4566 | 49249.8145 | CTCT | 0.12001 | 5910.5196 | Simple method | 5166.4458
2020-10-01 | NLD_LV | Simple method region | 107862.0555 | 0.4566 | 49249.8145 | DUNE | 0.00011108 | 5.4706 | Simple method | 4.7819
2020-10-01 | NLD_LV | Simple method region | 107862.0555 | 0.4566 | 49249.8145 | EASH | 0 | 0 | Simple method | 0
2020-10-01 | NLD_LV | Simple method region | 107862.0555 | 0.4566 | 49249.8145 | EAST | 3.9103e-13 | 1.9258e-08 | Simple method | 1.6834e-08
2020-10-01 | NLD_LV | Simple method region | 107862.0555 | 0.4566 | 49249.8145 | GENE | 0.14245 | 7015.8771 | Simple method | 6132.6501
2020-10-01 | NLD_LV | Simple method region | 107862.0555 | 0.4566 | 49249.8145 | HORO | 5.9707e-06 | 0.29406 | Simple method | 0.25704
2020-10-01 | NLD_LV | Simple method region | 107862.0555 | 0.4566 | 49249.8145 | HRZE | 5.1312e-05 | 2.5271 | Simple method | 2.209
2020-10-01 | NLD_LV | Simple method region | 107862.0555 | 0.4566 | 49249.8145 | KIWI | 3.0306e-05 | 1.4925 | Simple method | 1.3047
2020-10-01 | NLD_LV | Simple method region | 107862.0555 | 0.4566 | 49249.8145 | KUPE | 1.6957e-09 | 8.3515e-05 | Simple method | 7.3001e-05
2020-10-01 | NLD_LV | Simple method region | 107862.0555 | 0.4566 | 49249.8145 | MARL | 0 | 0 | Simple method | 0
2020-10-01 | NLD_LV | Simple method region | 107862.0555 | 0.4566 | 49249.8145 | MELT | 5.0942e-05 | 2.5089 | Simple method | 2.193
2020-10-01 | NLD_LV | Simple method region | 107862.0555 | 0.4566 | 49249.8145 | MELW | 6.95e-07 | 0.034229 | Simple method | 0.02992
2020-10-01 | NLD_LV | Simple method region | 107862.0555 | 0.4566 | 49249.8145 | MERI | 0.0604 | 2974.6799 | Simple method | 2600.1982
2020-10-01 | NLD_LV | Simple method region | 107862.0555 | 0.4566 | 49249.8145 | METH | 1.3721e-09 | 6.7576e-05 | Simple method | 5.9069e-05
2020-10-01 | NLD_LV | Simple method region | 107862.0555 | 0.4566 | 49249.8145 | MPOW | 0 | 0 | Simple method | 0
2020-10-01 | NLD_LV | Simple method region | 107862.0555 | 0.4566 | 49249.8145 | MRPL | 0.072059 | 3548.8969 | Simple method | 3102.1272
2020-10-01 | NLD_LV | Simple method region | 107862.0555 | 0.4566 | 49249.8145 | MSVP | 0.019713 | 970.8757 | Simple method | 848.6524
2020-10-01 | NLD_LV | Simple method region | 107862.0555 | 0.4566 | 49249.8145 | NAPA | 0.030061 | 1480.511 | Simple method | 1294.1298
2020-10-01 | NLD_LV | Simple method region | 107862.0555 | 0.4566 | 49249.8145 | NELS | 0 | 0 | Simple method | 0
2020-10-01 | NLD_LV | Simple method region | 107862.0555 | 0.4566 | 49249.8145 | NPOW | 0.39087 | 19250.0346 | Simple method | 16826.6528
2020-10-01 | NLD_LV | Simple method region | 107862.0555 | 0.4566 | 49249.8145 | NTRG | 0.018367 | 904.5951 | Simple method | 790.7159
2020-10-01 | NLD_LV | Simple method region | 107862.0555 | 0.4566 | 49249.8145 | NZAS | 0 | 0 | Simple method | 0
2020-10-01 | NLD_LV | Simple method region | 107862.0555 | 0.4566 | 49249.8145 | NZST | 0.00022422 | 11.0426 | Simple method | 9.6524
2020-10-01 | NLD_LV | Simple method region | 107862.0555 | 0.4566 | 49249.8145 | OMVP | 2.2023e-09 | 0.00010846 | Simple method | 9.4806e-05
2020-10-01 | NLD_LV | Simple method region | 107862.0555 | 0.4566 | 49249.8145 | ORON | 0 | 0 | Simple method | 0
2020-10-01 | NLD_LV | Simple method region | 107862.0555 | 0.4566 | 49249.8145 | PANP | 2.4739e-12 | 1.2184e-07 | Simple method | 1.065e-07
2020-10-01 | NLD_LV | Simple method region | 107862.0555 | 0.4566 | 49249.8145 | POCO | 0.00018705 | 9.2121 | Simple method | 8.0524
2020-10-01 | NLD_LV | Simple method region | 107862.0555 | 0.4566 | 49249.8145 | POWN | 0.00010044 | 4.9469 | Simple method | 4.3241
2020-10-01 | NLD_LV | Simple method region | 107862.0555 | 0.4566 | 49249.8145 | RAYN | 0 | 0 | Simple method | 0
2020-10-01 | NLD_LV | Simple method region | 107862.0555 | 0.4566 | 49249.8145 | SCAN | 2.2887e-09 | 0.00011272 | Simple method | 9.8529e-05
2020-10-01 | NLD_LV | Simple method region | 107862.0555 | 0.4566 | 49249.8145 | SCGL | 0.0016809 | 82.7859 | Simple method | 72.364
2020-10-01 | NLD_LV | Simple method region | 107862.0555 | 0.4566 | 49249.8145 | SHPK | 1.978e-15 | 9.7417e-11 | Simple method | 8.5154e-11
2020-10-01 | NLD_LV | Simple method region | 107862.0555 | 0.4566 | 49249.8145 | SKOG | 0.0016221 | 79.8889 | Simple method | 69.8317
2020-10-01 | NLD_LV | Simple method region | 107862.0555 | 0.4566 | 49249.8145 | SOLE | 0 | 0 | Simple method | 0
2020-10-01 | NLD_LV | Simple method region | 107862.0555 | 0.4566 | 49249.8145 | SOU2 | 0.00017393 | 8.5661 | Simple method | 7.4878
2020-10-01 | NLD_LV | Simple method region | 107862.0555 | 0.4566 | 49249.8145 | TARW | 0.011229 | 553.0056 | Simple method | 483.3878
2020-10-01 | NLD_LV | Simple method region | 107862.0555 | 0.4566 | 49249.8145 | TASM | 0 | 0 | Simple method | 0
2020-10-01 | NLD_LV | Simple method region | 107862.0555 | 0.4566 | 49249.8145 | TBOP | 2.6833e-05 | 1.3215 | Simple method | 1.1552
2020-10-01 | NLD_LV | Simple method region | 107862.0555 | 0.4566 | 49249.8145 | TOD3 | 0.00014091 | 6.9399 | Simple method | 6.0663
2020-10-01 | NLD_LV | Simple method region | 107862.0555 | 0.4566 | 49249.8145 | TOPE | 0.1064 | 5240.1989 | Simple method | 4580.5116
2020-10-01 | NLD_LV | Simple method region | 107862.0555 | 0.4566 | 49249.8145 | TRNZ | 8.0541e-06 | 0.39666 | Simple method | 0.34673
2020-10-01 | NLD_LV | Simple method region | 107862.0555 | 0.4566 | 49249.8145 | TRUG | 0.0005216 | 25.6886 | Simple method | 22.4547
2020-10-01 | NLD_LV | Simple method region | 107862.0555 | 0.4566 | 49249.8145 | UNET | 0.0025577 | 125.9655 | Simple method | 110.1078
2020-10-01 | NLD_LV | Simple method region | 107862.0555 | 0.4566 | 49249.8145 | UNIS | 0.005836 | 287.4222 | Simple method | 251.2387
2020-10-01 | NLD_LV | Simple method region | 107862.0555 | 0.4566 | 49249.8145 | VECT | 0.0012816 | 63.1174 | Simple method | 55.1716
2020-10-01 | NLD_LV | Simple method region | 107862.0555 | 0.4566 | 49249.8145 | WAIP | 4.1914e-06 | 0.20642 | Simple method | 0.18044
2020-10-01 | NLD_LV | Simple method region | 107862.0555 | 0.4566 | 49249.8145 | WATA | 0 | 0 | Simple method | 0
2020-10-01 | NLD_LV | Simple method region | 107862.0555 | 0.4566 | 49249.8145 | WAV1 | 0.011544 | 568.5308 | Simple method | 496.9586
2020-10-01 | NLD_LV | Simple method region | 107862.0555 | 0.4566 | 49249.8145 | WELE | 0.0022708 | 111.8379 | Simple method | 97.7587
2020-10-01 | NLD_LV | Simple method region | 107862.0555 | 0.4566 | 49249.8145 | WNST | 1.2854e-12 | 6.3304e-08 | Simple method | 5.5335e-08
2020-10-01 | NLD_LV | Simple method region | 107862.0555 | 0.4566 | 49249.8145 | WPOW | 0 | 0 | Simple method | 0
2020-10-01 | NLD_LV | Simple method region | 107862.0555 | 0.4566 | 49249.8145 | WTOM | 4.3821e-06 | 0.21582 | Simple method | 0.18865
2020-11-01 | NLD_LV | Simple method region | 82490.5868 | 0.545 | 44957.3698 | ALPE | 0 | 0 | Simple method | 0
2020-11-01 | NLD_LV | Simple method region | 82490.5868 | 0.545 | 44957.3698 | BUEL | 0 | 0 | Simple method | 0
2020-11-01 | NLD_LV | Simple method region | 82490.5868 | 0.545 | 44957.3698 | CHBP | 3.267e-09 | 0.00014688 | Simple method | 0.00012839
2020-11-01 | NLD_LV | Simple method region | 82490.5868 | 0.545 | 44957.3698 | COUP | 4.2022e-06 | 0.18892 | Simple method | 0.16514
2020-11-01 | NLD_LV | Simple method region | 82490.5868 | 0.545 | 44957.3698 | CTCT | 0.12001 | 5395.379 | Simple method | 4716.1561
2020-11-01 | NLD_LV | Simple method region | 82490.5868 | 0.545 | 44957.3698 | DUNE | 0.00011108 | 4.9938 | Simple method | 4.3651
2020-11-01 | NLD_LV | Simple method region | 82490.5868 | 0.545 | 44957.3698 | EASH | 0 | 0 | Simple method | 0
2020-11-01 | NLD_LV | Simple method region | 82490.5868 | 0.545 | 44957.3698 | EAST | 3.9103e-13 | 1.758e-08 | Simple method | 1.5367e-08
2020-11-01 | NLD_LV | Simple method region | 82490.5868 | 0.545 | 44957.3698 | GENE | 0.14245 | 6404.3973 | Simple method | 5598.1494
2020-11-01 | NLD_LV | Simple method region | 82490.5868 | 0.545 | 44957.3698 | HORO | 5.9707e-06 | 0.26843 | Simple method | 0.23463
2020-11-01 | NLD_LV | Simple method region | 82490.5868 | 0.545 | 44957.3698 | HRZE | 5.1312e-05 | 2.3069 | Simple method | 2.0164
2020-11-01 | NLD_LV | Simple method region | 82490.5868 | 0.545 | 44957.3698 | KIWI | 3.0306e-05 | 1.3625 | Simple method | 1.1909
2020-11-01 | NLD_LV | Simple method region | 82490.5868 | 0.545 | 44957.3698 | KUPE | 1.6957e-09 | 7.6236e-05 | Simple method | 6.6638e-05
2020-11-01 | NLD_LV | Simple method region | 82490.5868 | 0.545 | 44957.3698 | MARL | 0 | 0 | Simple method | 0
2020-11-01 | NLD_LV | Simple method region | 82490.5868 | 0.545 | 44957.3698 | MELT | 5.0942e-05 | 2.2902 | Simple method | 2.0019
2020-11-01 | NLD_LV | Simple method region | 82490.5868 | 0.545 | 44957.3698 | MELW | 6.95e-07 | 0.031245 | Simple method | 0.027312
2020-11-01 | NLD_LV | Simple method region | 82490.5868 | 0.545 | 44957.3698 | MERI | 0.0604 | 2715.417 | Simple method | 2373.5739
2020-11-01 | NLD_LV | Simple method region | 82490.5868 | 0.545 | 44957.3698 | METH | 1.3721e-09 | 6.1686e-05 | Simple method | 5.392e-05
2020-11-01 | NLD_LV | Simple method region | 82490.5868 | 0.545 | 44957.3698 | MPOW | 0 | 0 | Simple method | 0
2020-11-01 | NLD_LV | Simple method region | 82490.5868 | 0.545 | 44957.3698 | MRPL | 0.072059 | 3239.5872 | Simple method | 2831.7564
2020-11-01 | NLD_LV | Simple method region | 82490.5868 | 0.545 | 44957.3698 | MSVP | 0.019713 | 886.2575 | Simple method | 774.6868
2020-11-01 | NLD_LV | Simple method region | 82490.5868 | 0.545 | 44957.3698 | NAPA | 0.030061 | 1351.4747 | Simple method | 1181.3379
2020-11-01 | NLD_LV | Simple method region | 82490.5868 | 0.545 | 44957.3698 | NELS | 0 | 0 | Simple method | 0
2020-11-01 | NLD_LV | Simple method region | 82490.5868 | 0.545 | 44957.3698 | NPOW | 0.39087 | 17572.2677 | Simple method | 15360.0995
2020-11-01 | NLD_LV | Simple method region | 82490.5868 | 0.545 | 44957.3698 | NTRG | 0.018367 | 825.7537 | Simple method | 721.7998
2020-11-01 | NLD_LV | Simple method region | 82490.5868 | 0.545 | 44957.3698 | NZAS | 0 | 0 | Simple method | 0
2020-11-01 | NLD_LV | Simple method region | 82490.5868 | 0.545 | 44957.3698 | NZST | 0.00022422 | 10.0801 | Simple method | 8.8111
2020-11-01 | NLD_LV | Simple method region | 82490.5868 | 0.545 | 44957.3698 | OMVP | 2.2023e-09 | 9.9007e-05 | Simple method | 8.6543e-05
2020-11-01 | NLD_LV | Simple method region | 82490.5868 | 0.545 | 44957.3698 | ORON | 0 | 0 | Simple method | 0
2020-11-01 | NLD_LV | Simple method region | 82490.5868 | 0.545 | 44957.3698 | PANP | 2.4739e-12 | 1.1122e-07 | Simple method | 9.7217e-08
2020-11-01 | NLD_LV | Simple method region | 82490.5868 | 0.545 | 44957.3698 | POCO | 0.00018705 | 8.4092 | Simple method | 7.3505
2020-11-01 | NLD_LV | Simple method region | 82490.5868 | 0.545 | 44957.3698 | POWN | 0.00010044 | 4.5157 | Simple method | 3.9472
2020-11-01 | NLD_LV | Simple method region | 82490.5868 | 0.545 | 44957.3698 | RAYN | 0 | 0 | Simple method | 0
2020-11-01 | NLD_LV | Simple method region | 82490.5868 | 0.545 | 44957.3698 | SCAN | 2.2887e-09 | 0.00010289 | Simple method | 8.9941e-05
2020-11-01 | NLD_LV | Simple method region | 82490.5868 | 0.545 | 44957.3698 | SCGL | 0.0016809 | 75.5705 | Simple method | 66.057
2020-11-01 | NLD_LV | Simple method region | 82490.5868 | 0.545 | 44957.3698 | SHPK | 1.978e-15 | 8.8927e-11 | Simple method | 7.7732e-11
2020-11-01 | NLD_LV | Simple method region | 82490.5868 | 0.545 | 44957.3698 | SKOG | 0.0016221 | 72.926 | Simple method | 63.7454
2020-11-01 | NLD_LV | Simple method region | 82490.5868 | 0.545 | 44957.3698 | SOLE | 0 | 0 | Simple method | 0
2020-11-01 | NLD_LV | Simple method region | 82490.5868 | 0.545 | 44957.3698 | SOU2 | 0.00017393 | 7.8195 | Simple method | 6.8351
2020-11-01 | NLD_LV | Simple method region | 82490.5868 | 0.545 | 44957.3698 | TARW | 0.011229 | 504.8075 | Simple method | 441.2574
2020-11-01 | NLD_LV | Simple method region | 82490.5868 | 0.545 | 44957.3698 | TASM | 0 | 0 | Simple method | 0
2020-11-01 | NLD_LV | Simple method region | 82490.5868 | 0.545 | 44957.3698 | TBOP | 2.6833e-05 | 1.2063 | Simple method | 1.0545
2020-11-01 | NLD_LV | Simple method region | 82490.5868 | 0.545 | 44957.3698 | TOD3 | 0.00014091 | 6.3351 | Simple method | 5.5375
2020-11-01 | NLD_LV | Simple method region | 82490.5868 | 0.545 | 44957.3698 | TOPE | 0.1064 | 4783.4812 | Simple method | 4181.29
2020-11-01 | NLD_LV | Simple method region | 82490.5868 | 0.545 | 44957.3698 | TRNZ | 8.0541e-06 | 0.36209 | Simple method | 0.31651
2020-11-01 | NLD_LV | Simple method region | 82490.5868 | 0.545 | 44957.3698 | TRUG | 0.0005216 | 23.4497 | Simple method | 20.4976
2020-11-01 | NLD_LV | Simple method region | 82490.5868 | 0.545 | 44957.3698 | UNET | 0.0025577 | 114.9868 | Simple method | 100.5112
2020-11-01 | NLD_LV | Simple method region | 82490.5868 | 0.545 | 44957.3698 | UNIS | 0.005836 | 262.3714 | Simple method | 229.3416
2020-11-01 | NLD_LV | Simple method region | 82490.5868 | 0.545 | 44957.3698 | VECT | 0.0012816 | 57.6163 | Simple method | 50.363
2020-11-01 | NLD_LV | Simple method region | 82490.5868 | 0.545 | 44957.3698 | WAIP | 4.1914e-06 | 0.18843 | Simple method | 0.16471
2020-11-01 | NLD_LV | Simple method region | 82490.5868 | 0.545 | 44957.3698 | WATA | 0 | 0 | Simple method | 0
2020-11-01 | NLD_LV | Simple method region | 82490.5868 | 0.545 | 44957.3698 | WAV1 | 0.011544 | 518.9796 | Simple method | 453.6454
2020-11-01 | NLD_LV | Simple method region | 82490.5868 | 0.545 | 44957.3698 | WELE | 0.0022708 | 102.0905 | Simple method | 89.2384
2020-11-01 | NLD_LV | Simple method region | 82490.5868 | 0.545 | 44957.3698 | WNST | 1.2854e-12 | 5.7787e-08 | Simple method | 5.0512e-08
2020-11-01 | NLD_LV | Simple method region | 82490.5868 | 0.545 | 44957.3698 | WPOW | 0 | 0 | Simple method | 0
2020-11-01 | NLD_LV | Simple method region | 82490.5868 | 0.545 | 44957.3698 | WTOM | 4.3821e-06 | 0.19701 | Simple method | 0.1722
2020-12-01 | NLD_LV | Simple method region | 90231.9939 | 0.5907 | 53300.0388 | ALPE | 0 | 0 | Simple method | 0
2020-12-01 | NLD_LV | Simple method region | 90231.9939 | 0.5907 | 53300.0388 | BUEL | 0 | 0 | Simple method | 0
2020-12-01 | NLD_LV | Simple method region | 90231.9939 | 0.5907 | 53300.0388 | CHBP | 3.267e-09 | 0.00017413 | Simple method | 0.00015221
2020-12-01 | NLD_LV | Simple method region | 90231.9939 | 0.5907 | 53300.0388 | COUP | 4.2022e-06 | 0.22398 | Simple method | 0.19578
2020-12-01 | NLD_LV | Simple method region | 90231.9939 | 0.5907 | 53300.0388 | CTCT | 0.12001 | 6396.5911 | Simple method | 5591.3259
2020-12-01 | NLD_LV | Simple method region | 90231.9939 | 0.5907 | 53300.0388 | DUNE | 0.00011108 | 5.9205 | Simple method | 5.1751
2020-12-01 | NLD_LV | Simple method region | 90231.9939 | 0.5907 | 53300.0388 | EASH | 0 | 0 | Simple method | 0
2020-12-01 | NLD_LV | Simple method region | 90231.9939 | 0.5907 | 53300.0388 | EAST | 3.9103e-13 | 2.0842e-08 | Simple method | 1.8218e-08
2020-12-01 | NLD_LV | Simple method region | 90231.9939 | 0.5907 | 53300.0388 | GENE | 0.14245 | 7592.8513 | Simple method | 6636.9892
2020-12-01 | NLD_LV | Simple method region | 90231.9939 | 0.5907 | 53300.0388 | HORO | 5.9707e-06 | 0.31824 | Simple method | 0.27818
2020-12-01 | NLD_LV | Simple method region | 90231.9939 | 0.5907 | 53300.0388 | HRZE | 5.1312e-05 | 2.7349 | Simple method | 2.3906
2020-12-01 | NLD_LV | Simple method region | 90231.9939 | 0.5907 | 53300.0388 | KIWI | 3.0306e-05 | 1.6153 | Simple method | 1.4119
2020-12-01 | NLD_LV | Simple method region | 90231.9939 | 0.5907 | 53300.0388 | KUPE | 1.6957e-09 | 9.0383e-05 | Simple method | 7.9004e-05
2020-12-01 | NLD_LV | Simple method region | 90231.9939 | 0.5907 | 53300.0388 | MARL | 0 | 0 | Simple method | 0
2020-12-01 | NLD_LV | Simple method region | 90231.9939 | 0.5907 | 53300.0388 | MELT | 5.0942e-05 | 2.7152 | Simple method | 2.3734
2020-12-01 | NLD_LV | Simple method region | 90231.9939 | 0.5907 | 53300.0388 | MELW | 6.95e-07 | 0.037044 | Simple method | 0.03238
2020-12-01 | NLD_LV | Simple method region | 90231.9939 | 0.5907 | 53300.0388 | MERI | 0.0604 | 3219.3127 | Simple method | 2814.0343
2020-12-01 | NLD_LV | Simple method region | 90231.9939 | 0.5907 | 53300.0388 | METH | 1.3721e-09 | 7.3133e-05 | Simple method | 6.3926e-05
2020-12-01 | NLD_LV | Simple method region | 90231.9939 | 0.5907 | 53300.0388 | MPOW | 0 | 0 | Simple method | 0
2020-12-01 | NLD_LV | Simple method region | 90231.9939 | 0.5907 | 53300.0388 | MRPL | 0.072059 | 3840.7523 | Simple method | 3357.241
2020-12-01 | NLD_LV | Simple method region | 90231.9939 | 0.5907 | 53300.0388 | MSVP | 0.019713 | 1050.719 | Simple method | 918.4442
2020-12-01 | NLD_LV | Simple method region | 90231.9939 | 0.5907 | 53300.0388 | NAPA | 0.030061 | 1602.2658 | Simple method | 1400.5569
2020-12-01 | NLD_LV | Simple method region | 90231.9939 | 0.5907 | 53300.0388 | NELS | 0 | 0 | Simple method | 0
2020-12-01 | NLD_LV | Simple method region | 90231.9939 | 0.5907 | 53300.0388 | NPOW | 0.39087 | 20833.126 | Simple method | 18210.4492
2020-12-01 | NLD_LV | Simple method region | 90231.9939 | 0.5907 | 53300.0388 | NTRG | 0.018367 | 978.9876 | Simple method | 855.7431
2020-12-01 | NLD_LV | Simple method region | 90231.9939 | 0.5907 | 53300.0388 | NZAS | 0 | 0 | Simple method | 0
2020-12-01 | NLD_LV | Simple method region | 90231.9939 | 0.5907 | 53300.0388 | NZST | 0.00022422 | 11.9507 | Simple method | 10.4462
2020-12-01 | NLD_LV | Simple method region | 90231.9939 | 0.5907 | 53300.0388 | OMVP | 2.2023e-09 | 0.00011738 | Simple method | 0.0001026
2020-12-01 | NLD_LV | Simple method region | 90231.9939 | 0.5907 | 53300.0388 | ORON | 0 | 0 | Simple method | 0
2020-12-01 | NLD_LV | Simple method region | 90231.9939 | 0.5907 | 53300.0388 | PANP | 2.4739e-12 | 1.3186e-07 | Simple method | 1.1526e-07
2020-12-01 | NLD_LV | Simple method region | 90231.9939 | 0.5907 | 53300.0388 | POCO | 0.00018705 | 9.9696 | Simple method | 8.7146
2020-12-01 | NLD_LV | Simple method region | 90231.9939 | 0.5907 | 53300.0388 | POWN | 0.00010044 | 5.3537 | Simple method | 4.6797
2020-12-01 | NLD_LV | Simple method region | 90231.9939 | 0.5907 | 53300.0388 | RAYN | 0 | 0 | Simple method | 0
2020-12-01 | NLD_LV | Simple method region | 90231.9939 | 0.5907 | 53300.0388 | SCAN | 2.2887e-09 | 0.00012199 | Simple method | 0.00010663
2020-12-01 | NLD_LV | Simple method region | 90231.9939 | 0.5907 | 53300.0388 | SCGL | 0.0016809 | 89.5941 | Simple method | 78.3151
2020-12-01 | NLD_LV | Simple method region | 90231.9939 | 0.5907 | 53300.0388 | SHPK | 1.978e-15 | 1.0543e-10 | Simple method | 9.2157e-11
2020-12-01 | NLD_LV | Simple method region | 90231.9939 | 0.5907 | 53300.0388 | SKOG | 0.0016221 | 86.4588 | Simple method | 75.5745
2020-12-01 | NLD_LV | Simple method region | 90231.9939 | 0.5907 | 53300.0388 | SOLE | 0 | 0 | Simple method | 0
2020-12-01 | NLD_LV | Simple method region | 90231.9939 | 0.5907 | 53300.0388 | SOU2 | 0.00017393 | 9.2706 | Simple method | 8.1035
2020-12-01 | NLD_LV | Simple method region | 90231.9939 | 0.5907 | 53300.0388 | TARW | 0.011229 | 598.4838 | Simple method | 523.1409
2020-12-01 | NLD_LV | Simple method region | 90231.9939 | 0.5907 | 53300.0388 | TASM | 0 | 0 | Simple method | 0
2020-12-01 | NLD_LV | Simple method region | 90231.9939 | 0.5907 | 53300.0388 | TBOP | 2.6833e-05 | 1.4302 | Simple method | 1.2501
2020-12-01 | NLD_LV | Simple method region | 90231.9939 | 0.5907 | 53300.0388 | TOD3 | 0.00014091 | 7.5106 | Simple method | 6.5651
2020-12-01 | NLD_LV | Simple method region | 90231.9939 | 0.5907 | 53300.0388 | TOPE | 0.1064 | 5671.1443 | Simple method | 4957.2054
2020-12-01 | NLD_LV | Simple method region | 90231.9939 | 0.5907 | 53300.0388 | TRNZ | 8.0541e-06 | 0.42928 | Simple method | 0.37524
2020-12-01 | NLD_LV | Simple method region | 90231.9939 | 0.5907 | 53300.0388 | TRUG | 0.0005216 | 27.8012 | Simple method | 24.3013
2020-12-01 | NLD_LV | Simple method region | 90231.9939 | 0.5907 | 53300.0388 | UNET | 0.0025577 | 136.3247 | Simple method | 119.1629
2020-12-01 | NLD_LV | Simple method region | 90231.9939 | 0.5907 | 53300.0388 | UNIS | 0.005836 | 311.0593 | Simple method | 271.9001
2020-12-01 | NLD_LV | Simple method region | 90231.9939 | 0.5907 | 53300.0388 | VECT | 0.0012816 | 68.3081 | Simple method | 59.7088
2020-12-01 | NLD_LV | Simple method region | 90231.9939 | 0.5907 | 53300.0388 | WAIP | 4.1914e-06 | 0.2234 | Simple method | 0.19528
2020-12-01 | NLD_LV | Simple method region | 90231.9939 | 0.5907 | 53300.0388 | WATA | 0 | 0 | Simple method | 0
2020-12-01 | NLD_LV | Simple method region | 90231.9939 | 0.5907 | 53300.0388 | WAV1 | 0.011544 | 615.2859 | Simple method | 537.8277
2020-12-01 | NLD_LV | Simple method region | 90231.9939 | 0.5907 | 53300.0388 | WELE | 0.0022708 | 121.0353 | Simple method | 105.7982
2020-12-01 | NLD_LV | Simple method region | 90231.9939 | 0.5907 | 53300.0388 | WNST | 1.2854e-12 | 6.851e-08 | Simple method | 5.9885e-08
2020-12-01 | NLD_LV | Simple method region | 90231.9939 | 0.5907 | 53300.0388 | WPOW | 0 | 0 | Simple method | 0
2020-12-01 | NLD_LV | Simple method region | 90231.9939 | 0.5907 | 53300.0388 | WTOM | 4.3821e-06 | 0.23356 | Simple method | 0.20416
2021-01-01 | NLD_LV | Simple method region | 42433.5579 | 0.674 | 28600.2181 | ALPE | 0 | 0 | Simple method | 0
2021-01-01 | NLD_LV | Simple method region | 42433.5579 | 0.674 | 28600.2181 | BUEL | 0 | 0 | Simple method | 0
2021-01-01 | NLD_LV | Simple method region | 42433.5579 | 0.674 | 28600.2181 | CHBP | 3.267e-09 | 9.3438e-05 | Simple method | 8.1675e-05
2021-01-01 | NLD_LV | Simple method region | 42433.5579 | 0.674 | 28600.2181 | COUP | 4.2022e-06 | 0.12018 | Simple method | 0.10505
2021-01-01 | NLD_LV | Simple method region | 42433.5579 | 0.674 | 28600.2181 | CTCT | 0.12001 | 3432.3408 | Simple method | 3000.2443
2021-01-01 | NLD_LV | Simple method region | 42433.5579 | 0.674 | 28600.2181 | DUNE | 0.00011108 | 3.1768 | Simple method | 2.7769
2021-01-01 | NLD_LV | Simple method region | 42433.5579 | 0.674 | 28600.2181 | EASH | 0 | 0 | Simple method | 0
2021-01-01 | NLD_LV | Simple method region | 42433.5579 | 0.674 | 28600.2181 | EAST | 3.9103e-13 | 1.1184e-08 | Simple method | 9.7757e-09
2021-01-01 | NLD_LV | Simple method region | 42433.5579 | 0.674 | 28600.2181 | GENE | 0.14245 | 4074.241 | Simple method | 3561.3359
2021-01-01 | NLD_LV | Simple method region | 42433.5579 | 0.674 | 28600.2181 | HORO | 5.9707e-06 | 0.17076 | Simple method | 0.14927
2021-01-01 | NLD_LV | Simple method region | 42433.5579 | 0.674 | 28600.2181 | HRZE | 5.1312e-05 | 1.4675 | Simple method | 1.2828
2021-01-01 | NLD_LV | Simple method region | 42433.5579 | 0.674 | 28600.2181 | KIWI | 3.0306e-05 | 0.86675 | Simple method | 0.75763
2021-01-01 | NLD_LV | Simple method region | 42433.5579 | 0.674 | 28600.2181 | KUPE | 1.6957e-09 | 4.8498e-05 | Simple method | 4.2393e-05
2021-01-01 | NLD_LV | Simple method region | 42433.5579 | 0.674 | 28600.2181 | MARL | 0 | 0 | Simple method | 0
2021-01-01 | NLD_LV | Simple method region | 42433.5579 | 0.674 | 28600.2181 | MELT | 5.0942e-05 | 1.4569 | Simple method | 1.2735
2021-01-01 | NLD_LV | Simple method region | 42433.5579 | 0.674 | 28600.2181 | MELW | 6.95e-07 | 0.019877 | Simple method | 0.017375
2021-01-01 | NLD_LV | Simple method region | 42433.5579 | 0.674 | 28600.2181 | MERI | 0.0604 | 1727.448 | Simple method | 1509.98
2021-01-01 | NLD_LV | Simple method region | 42433.5579 | 0.674 | 28600.2181 | METH | 1.3721e-09 | 3.9242e-05 | Simple method | 3.4302e-05
2021-01-01 | NLD_LV | Simple method region | 42433.5579 | 0.674 | 28600.2181 | MPOW | 0 | 0 | Simple method | 0
2021-01-01 | NLD_LV | Simple method region | 42433.5579 | 0.674 | 28600.2181 | MRPL | 0.072059 | 2060.9057 | Simple method | 1801.4588
2021-01-01 | NLD_LV | Simple method region | 42433.5579 | 0.674 | 28600.2181 | MSVP | 0.019713 | 563.8043 | Simple method | 492.8271
2021-01-01 | NLD_LV | Simple method region | 42433.5579 | 0.674 | 28600.2181 | NAPA | 0.030061 | 859.7583 | Simple method | 751.5235
2021-01-01 | NLD_LV | Simple method region | 42433.5579 | 0.674 | 28600.2181 | NELS | 0 | 0 | Simple method | 0
2021-01-01 | NLD_LV | Simple method region | 42433.5579 | 0.674 | 28600.2181 | NPOW | 0.39087 | 11178.8276 | Simple method | 9771.5279
2021-01-01 | NLD_LV | Simple method region | 42433.5579 | 0.674 | 28600.2181 | NTRG | 0.018367 | 525.314 | Simple method | 459.1824
2021-01-01 | NLD_LV | Simple method region | 42433.5579 | 0.674 | 28600.2181 | NZAS | 0 | 0 | Simple method | 0
2021-01-01 | NLD_LV | Simple method region | 42433.5579 | 0.674 | 28600.2181 | NZST | 0.00022422 | 6.4126 | Simple method | 5.6053
2021-01-01 | NLD_LV | Simple method region | 42433.5579 | 0.674 | 28600.2181 | OMVP | 2.2023e-09 | 6.2985e-05 | Simple method | 5.5056e-05
2021-01-01 | NLD_LV | Simple method region | 42433.5579 | 0.674 | 28600.2181 | ORON | 0 | 0 | Simple method | 0
2021-01-01 | NLD_LV | Simple method region | 42433.5579 | 0.674 | 28600.2181 | PANP | 2.4739e-12 | 7.0753e-08 | Simple method | 6.1846e-08
2021-01-01 | NLD_LV | Simple method region | 42433.5579 | 0.674 | 28600.2181 | POCO | 0.00018705 | 5.3496 | Simple method | 4.6761
2021-01-01 | NLD_LV | Simple method region | 42433.5579 | 0.674 | 28600.2181 | POWN | 0.00010044 | 2.8727 | Simple method | 2.5111
2021-01-01 | NLD_LV | Simple method region | 42433.5579 | 0.674 | 28600.2181 | RAYN | 0 | 0 | Simple method | 0
2021-01-01 | NLD_LV | Simple method region | 42433.5579 | 0.674 | 28600.2181 | SCAN | 2.2887e-09 | 6.5458e-05 | Simple method | 5.7217e-05
2021-01-01 | NLD_LV | Simple method region | 42433.5579 | 0.674 | 28600.2181 | SCGL | 0.0016809 | 48.0752 | Simple method | 42.023
2021-01-01 | NLD_LV | Simple method region | 42433.5579 | 0.674 | 28600.2181 | SHPK | 1.978e-15 | 5.6572e-11 | Simple method | 4.945e-11
2021-01-01 | NLD_LV | Simple method region | 42433.5579 | 0.674 | 28600.2181 | SKOG | 0.0016221 | 46.3928 | Simple method | 40.5525
2021-01-01 | NLD_LV | Simple method region | 42433.5579 | 0.674 | 28600.2181 | SOLE | 0 | 0 | Simple method | 0
2021-01-01 | NLD_LV | Simple method region | 42433.5579 | 0.674 | 28600.2181 | SOU2 | 0.00017393 | 4.9745 | Simple method | 4.3483
2021-01-01 | NLD_LV | Simple method region | 42433.5579 | 0.674 | 28600.2181 | TARW | 0.011229 | 321.1399 | Simple method | 280.7117
2021-01-01 | NLD_LV | Simple method region | 42433.5579 | 0.674 | 28600.2181 | TASM | 0 | 0 | Simple method | 0
2021-01-01 | NLD_LV | Simple method region | 42433.5579 | 0.674 | 28600.2181 | TBOP | 2.6833e-05 | 0.76743 | Simple method | 0.67082
2021-01-01 | NLD_LV | Simple method region | 42433.5579 | 0.674 | 28600.2181 | TOD3 | 0.00014091 | 4.0301 | Simple method | 3.5228
2021-01-01 | NLD_LV | Simple method region | 42433.5579 | 0.674 | 28600.2181 | TOPE | 0.1064 | 3043.074 | Simple method | 2659.9822
2021-01-01 | NLD_LV | Simple method region | 42433.5579 | 0.674 | 28600.2181 | TRNZ | 8.0541e-06 | 0.23035 | Simple method | 0.20135
2021-01-01 | NLD_LV | Simple method region | 42433.5579 | 0.674 | 28600.2181 | TRUG | 0.0005216 | 14.9178 | Simple method | 13.0398
2021-01-01 | NLD_LV | Simple method region | 42433.5579 | 0.674 | 28600.2181 | UNET | 0.0025577 | 73.1504 | Simple method | 63.9415
2021-01-01 | NLD_LV | Simple method region | 42433.5579 | 0.674 | 28600.2181 | UNIS | 0.005836 | 166.911 | Simple method | 145.8986
2021-01-01 | NLD_LV | Simple method region | 42433.5579 | 0.674 | 28600.2181 | VECT | 0.0012816 | 36.6534 | Simple method | 32.0391
2021-01-01 | NLD_LV | Simple method region | 42433.5579 | 0.674 | 28600.2181 | WAIP | 4.1914e-06 | 0.11987 | Simple method | 0.10478
2021-01-01 | NLD_LV | Simple method region | 42433.5579 | 0.674 | 28600.2181 | WATA | 0 | 0 | Simple method | 0
2021-01-01 | NLD_LV | Simple method region | 42433.5579 | 0.674 | 28600.2181 | WAV1 | 0.011544 | 330.1557 | Simple method | 288.5925
2021-01-01 | NLD_LV | Simple method region | 42433.5579 | 0.674 | 28600.2181 | WELE | 0.0022708 | 64.9462 | Simple method | 56.7702
2021-01-01 | NLD_LV | Simple method region | 42433.5579 | 0.674 | 28600.2181 | WNST | 1.2854e-12 | 3.6762e-08 | Simple method | 3.2134e-08
2021-01-01 | NLD_LV | Simple method region | 42433.5579 | 0.674 | 28600.2181 | WPOW | 0 | 0 | Simple method | 0
2021-01-01 | NLD_LV | Simple method region | 42433.5579 | 0.674 | 28600.2181 | WTOM | 4.3821e-06 | 0.12533 | Simple method | 0.10955
2021-02-01 | NLD_LV | Simple method region | 52972.9862 | 0.1953 | 10345.6242 | ALPE | 0 | 0 | Simple method | 0
2021-02-01 | NLD_LV | Simple method region | 52972.9862 | 0.1953 | 10345.6242 | BUEL | 0 | 0 | Simple method | 0
2021-02-01 | NLD_LV | Simple method region | 52972.9862 | 0.1953 | 10345.6242 | CHBP | 3.267e-09 | 3.38e-05 | Simple method | 2.9545e-05
2021-02-01 | NLD_LV | Simple method region | 52972.9862 | 0.1953 | 10345.6242 | COUP | 4.2022e-06 | 0.043474 | Simple method | 0.038001
2021-02-01 | NLD_LV | Simple method region | 52972.9862 | 0.1953 | 10345.6242 | CTCT | 0.12001 | 1241.5887 | Simple method | 1085.2854
2021-02-01 | NLD_LV | Simple method region | 52972.9862 | 0.1953 | 10345.6242 | DUNE | 0.00011108 | 1.1492 | Simple method | 1.0045
2021-02-01 | NLD_LV | Simple method region | 52972.9862 | 0.1953 | 10345.6242 | EASH | 0 | 0 | Simple method | 0
2021-02-01 | NLD_LV | Simple method region | 52972.9862 | 0.1953 | 10345.6242 | EAST | 3.9103e-13 | 4.0455e-09 | Simple method | 3.5362e-09
2021-02-01 | NLD_LV | Simple method region | 52972.9862 | 0.1953 | 10345.6242 | GENE | 0.14245 | 1473.7848 | Simple method | 1288.2504
2021-02-01 | NLD_LV | Simple method region | 52972.9862 | 0.1953 | 10345.6242 | HORO | 5.9707e-06 | 0.061771 | Simple method | 0.053994
2021-02-01 | NLD_LV | Simple method region | 52972.9862 | 0.1953 | 10345.6242 | HRZE | 5.1312e-05 | 0.53086 | Simple method | 0.46403
2021-02-01 | NLD_LV | Simple method region | 52972.9862 | 0.1953 | 10345.6242 | KIWI | 3.0306e-05 | 0.31353 | Simple method | 0.27406
2021-02-01 | NLD_LV | Simple method region | 52972.9862 | 0.1953 | 10345.6242 | KUPE | 1.6957e-09 | 1.7543e-05 | Simple method | 1.5335e-05
2021-02-01 | NLD_LV | Simple method region | 52972.9862 | 0.1953 | 10345.6242 | MARL | 0 | 0 | Simple method | 0
2021-02-01 | NLD_LV | Simple method region | 52972.9862 | 0.1953 | 10345.6242 | MELT | 5.0942e-05 | 0.52703 | Simple method | 0.46068
2021-02-01 | NLD_LV | Simple method region | 52972.9862 | 0.1953 | 10345.6242 | MELW | 6.95e-07 | 0.0071902 | Simple method | 0.006285
2021-02-01 | NLD_LV | Simple method region | 52972.9862 | 0.1953 | 10345.6242 | MERI | 0.0604 | 624.8738 | Simple method | 546.2086
2021-02-01 | NLD_LV | Simple method region | 52972.9862 | 0.1953 | 10345.6242 | METH | 1.3721e-09 | 1.4195e-05 | Simple method | 1.2408e-05
2021-02-01 | NLD_LV | Simple method region | 52972.9862 | 0.1953 | 10345.6242 | MPOW | 0 | 0 | Simple method | 0
2021-02-01 | NLD_LV | Simple method region | 52972.9862 | 0.1953 | 10345.6242 | MRPL | 0.072059 | 745.4963 | Simple method | 651.6459
2021-02-01 | NLD_LV | Simple method region | 52972.9862 | 0.1953 | 10345.6242 | MSVP | 0.019713 | 203.9463 | Simple method | 178.2715
2021-02-01 | NLD_LV | Simple method region | 52972.9862 | 0.1953 | 10345.6242 | NAPA | 0.030061 | 311.0024 | Simple method | 271.8504
2021-02-01 | NLD_LV | Simple method region | 52972.9862 | 0.1953 | 10345.6242 | NELS | 0 | 0 | Simple method | 0
2021-02-01 | NLD_LV | Simple method region | 52972.9862 | 0.1953 | 10345.6242 | NPOW | 0.39087 | 4043.7436 | Simple method | 3534.6778
2021-02-01 | NLD_LV | Simple method region | 52972.9862 | 0.1953 | 10345.6242 | NTRG | 0.018367 | 190.0231 | Simple method | 166.1011
2021-02-01 | NLD_LV | Simple method region | 52972.9862 | 0.1953 | 10345.6242 | NZAS | 0 | 0 | Simple method | 0
2021-02-01 | NLD_LV | Simple method region | 52972.9862 | 0.1953 | 10345.6242 | NZST | 0.00022422 | 2.3196 | Simple method | 2.0276
2021-02-01 | NLD_LV | Simple method region | 52972.9862 | 0.1953 | 10345.6242 | OMVP | 2.2023e-09 | 2.2784e-05 | Simple method | 1.9915e-05
2021-02-01 | NLD_LV | Simple method region | 52972.9862 | 0.1953 | 10345.6242 | ORON | 0 | 0 | Simple method | 0
2021-02-01 | NLD_LV | Simple method region | 52972.9862 | 0.1953 | 10345.6242 | PANP | 2.4739e-12 | 2.5594e-08 | Simple method | 2.2372e-08
2021-02-01 | NLD_LV | Simple method region | 52972.9862 | 0.1953 | 10345.6242 | POCO | 0.00018705 | 1.9351 | Simple method | 1.6915
2021-02-01 | NLD_LV | Simple method region | 52972.9862 | 0.1953 | 10345.6242 | POWN | 0.00010044 | 1.0392 | Simple method | 0.90834
2021-02-01 | NLD_LV | Simple method region | 52972.9862 | 0.1953 | 10345.6242 | RAYN | 0 | 0 | Simple method | 0
2021-02-01 | NLD_LV | Simple method region | 52972.9862 | 0.1953 | 10345.6242 | SCAN | 2.2887e-09 | 2.3678e-05 | Simple method | 2.0697e-05
2021-02-01 | NLD_LV | Simple method region | 52972.9862 | 0.1953 | 10345.6242 | SCGL | 0.0016809 | 17.3904 | Simple method | 15.2011
2021-02-01 | NLD_LV | Simple method region | 52972.9862 | 0.1953 | 10345.6242 | SHPK | 1.978e-15 | 2.0464e-11 | Simple method | 1.7888e-11
2021-02-01 | NLD_LV | Simple method region | 52972.9862 | 0.1953 | 10345.6242 | SKOG | 0.0016221 | 16.7818 | Simple method | 14.6691
2021-02-01 | NLD_LV | Simple method region | 52972.9862 | 0.1953 | 10345.6242 | SOLE | 0 | 0 | Simple method | 0
2021-02-01 | NLD_LV | Simple method region | 52972.9862 | 0.1953 | 10345.6242 | SOU2 | 0.00017393 | 1.7994 | Simple method | 1.5729
2021-02-01 | NLD_LV | Simple method region | 52972.9862 | 0.1953 | 10345.6242 | TARW | 0.011229 | 116.1667 | Simple method | 101.5425
2021-02-01 | NLD_LV | Simple method region | 52972.9862 | 0.1953 | 10345.6242 | TASM | 0 | 0 | Simple method | 0
2021-02-01 | NLD_LV | Simple method region | 52972.9862 | 0.1953 | 10345.6242 | TBOP | 2.6833e-05 | 0.2776 | Simple method | 0.24266
2021-02-01 | NLD_LV | Simple method region | 52972.9862 | 0.1953 | 10345.6242 | TOD3 | 0.00014091 | 1.4578 | Simple method | 1.2743
2021-02-01 | NLD_LV | Simple method region | 52972.9862 | 0.1953 | 10345.6242 | TOPE | 0.1064 | 1100.7783 | Simple method | 962.2016
2021-02-01 | NLD_LV | Simple method region | 52972.9862 | 0.1953 | 10345.6242 | TRNZ | 8.0541e-06 | 0.083325 | Simple method | 0.072835
2021-02-01 | NLD_LV | Simple method region | 52972.9862 | 0.1953 | 10345.6242 | TRUG | 0.0005216 | 5.3963 | Simple method | 4.7169
2021-02-01 | NLD_LV | Simple method region | 52972.9862 | 0.1953 | 10345.6242 | UNET | 0.0025577 | 26.4609 | Simple method | 23.1297
2021-02-01 | NLD_LV | Simple method region | 52972.9862 | 0.1953 | 10345.6242 | UNIS | 0.005836 | 60.3771 | Simple method | 52.7763
2021-02-01 | NLD_LV | Simple method region | 52972.9862 | 0.1953 | 10345.6242 | VECT | 0.0012816 | 13.2587 | Simple method | 11.5896
2021-02-01 | NLD_LV | Simple method region | 52972.9862 | 0.1953 | 10345.6242 | WAIP | 4.1914e-06 | 0.043363 | Simple method | 0.037904
2021-02-01 | NLD_LV | Simple method region | 52972.9862 | 0.1953 | 10345.6242 | WATA | 0 | 0 | Simple method | 0
2021-02-01 | NLD_LV | Simple method region | 52972.9862 | 0.1953 | 10345.6242 | WAV1 | 0.011544 | 119.428 | Simple method | 104.3932
2021-02-01 | NLD_LV | Simple method region | 52972.9862 | 0.1953 | 10345.6242 | WELE | 0.0022708 | 23.4931 | Simple method | 20.5356
2021-02-01 | NLD_LV | Simple method region | 52972.9862 | 0.1953 | 10345.6242 | WNST | 1.2854e-12 | 1.3298e-08 | Simple method | 1.1624e-08
2021-02-01 | NLD_LV | Simple method region | 52972.9862 | 0.1953 | 10345.6242 | WPOW | 0 | 0 | Simple method | 0
2021-02-01 | NLD_LV | Simple method region | 52972.9862 | 0.1953 | 10345.6242 | WTOM | 4.3821e-06 | 0.045335 | Simple method | 0.039628
2021-03-01 | NLD_LV | Simple method region | 86255.8848 | 0.2048 | 17665.2052 | ALPE | 0 | 0 | Simple method | 0
2021-03-01 | NLD_LV | Simple method region | 86255.8848 | 0.2048 | 17665.2052 | BUEL | 0 | 0 | Simple method | 0
2021-03-01 | NLD_LV | Simple method region | 86255.8848 | 0.2048 | 17665.2052 | CHBP | 3.267e-09 | 5.7713e-05 | Simple method | 5.0447e-05
2021-03-01 | NLD_LV | Simple method region | 86255.8848 | 0.2048 | 17665.2052 | COUP | 4.2022e-06 | 0.074233 | Simple method | 0.064888
2021-03-01 | NLD_LV | Simple method region | 86255.8848 | 0.2048 | 17665.2052 | CTCT | 0.12001 | 2120.019 | Simple method | 1853.1303
2021-03-01 | NLD_LV | Simple method region | 86255.8848 | 0.2048 | 17665.2052 | DUNE | 0.00011108 | 1.9622 | Simple method | 1.7152
2021-03-01 | NLD_LV | Simple method region | 86255.8848 | 0.2048 | 17665.2052 | EASH | 0 | 0 | Simple method | 0
2021-03-01 | NLD_LV | Simple method region | 86255.8848 | 0.2048 | 17665.2052 | EAST | 3.9103e-13 | 6.9077e-09 | Simple method | 6.0381e-09
2021-03-01 | NLD_LV | Simple method region | 86255.8848 | 0.2048 | 17665.2052 | GENE | 0.14245 | 2516.4949 | Simple method | 2199.694
2021-03-01 | NLD_LV | Simple method region | 86255.8848 | 0.2048 | 17665.2052 | HORO | 5.9707e-06 | 0.10547 | Simple method | 0.092195
2021-03-01 | NLD_LV | Simple method region | 86255.8848 | 0.2048 | 17665.2052 | HRZE | 5.1312e-05 | 0.90644 | Simple method | 0.79233
2021-03-01 | NLD_LV | Simple method region | 86255.8848 | 0.2048 | 17665.2052 | KIWI | 3.0306e-05 | 0.53536 | Simple method | 0.46796
2021-03-01 | NLD_LV | Simple method region | 86255.8848 | 0.2048 | 17665.2052 | KUPE | 1.6957e-09 | 2.9955e-05 | Simple method | 2.6184e-05
2021-03-01 | NLD_LV | Simple method region | 86255.8848 | 0.2048 | 17665.2052 | MARL | 0 | 0 | Simple method | 0
2021-03-01 | NLD_LV | Simple method region | 86255.8848 | 0.2048 | 17665.2052 | MELT | 5.0942e-05 | 0.8999 | Simple method | 0.78661
2021-03-01 | NLD_LV | Simple method region | 86255.8848 | 0.2048 | 17665.2052 | MELW | 6.95e-07 | 0.012277 | Simple method | 0.010732
2021-03-01 | NLD_LV | Simple method region | 86255.8848 | 0.2048 | 17665.2052 | MERI | 0.0604 | 1066.9752 | Simple method | 932.654
2021-03-01 | NLD_LV | Simple method region | 86255.8848 | 0.2048 | 17665.2052 | METH | 1.3721e-09 | 2.4238e-05 | Simple method | 2.1187e-05
2021-03-01 | NLD_LV | Simple method region | 86255.8848 | 0.2048 | 17665.2052 | MPOW | 0 | 0 | Simple method | 0
2021-03-01 | NLD_LV | Simple method region | 86255.8848 | 0.2048 | 17665.2052 | MRPL | 0.072059 | 1272.9386 | Simple method | 1112.6887
2021-03-01 | NLD_LV | Simple method region | 86255.8848 | 0.2048 | 17665.2052 | MSVP | 0.019713 | 348.2393 | Simple method | 304.3995
2021-03-01 | NLD_LV | Simple method region | 86255.8848 | 0.2048 | 17665.2052 | NAPA | 0.030061 | 531.0381 | Simple method | 464.1859
2021-03-01 | NLD_LV | Simple method region | 86255.8848 | 0.2048 | 17665.2052 | NELS | 0 | 0 | Simple method | 0
2021-03-01 | NLD_LV | Simple method region | 86255.8848 | 0.2048 | 17665.2052 | NPOW | 0.39087 | 6904.7125 | Simple method | 6035.4801
2021-03-01 | NLD_LV | Simple method region | 86255.8848 | 0.2048 | 17665.2052 | NTRG | 0.018367 | 324.4654 | Simple method | 283.6185
2021-03-01 | NLD_LV | Simple method region | 86255.8848 | 0.2048 | 17665.2052 | NZAS | 0 | 0 | Simple method | 0
2021-03-01 | NLD_LV | Simple method region | 86255.8848 | 0.2048 | 17665.2052 | NZST | 0.00022422 | 3.9608 | Simple method | 3.4622
2021-03-01 | NLD_LV | Simple method region | 86255.8848 | 0.2048 | 17665.2052 | OMVP | 2.2023e-09 | 3.8903e-05 | Simple method | 3.4006e-05
2021-03-01 | NLD_LV | Simple method region | 86255.8848 | 0.2048 | 17665.2052 | ORON | 0 | 0 | Simple method | 0
2021-03-01 | NLD_LV | Simple method region | 86255.8848 | 0.2048 | 17665.2052 | PANP | 2.4739e-12 | 4.3701e-08 | Simple method | 3.82e-08
2021-03-01 | NLD_LV | Simple method region | 86255.8848 | 0.2048 | 17665.2052 | POCO | 0.00018705 | 3.3042 | Simple method | 2.8883
2021-03-01 | NLD_LV | Simple method region | 86255.8848 | 0.2048 | 17665.2052 | POWN | 0.00010044 | 1.7744 | Simple method | 1.551
2021-03-01 | NLD_LV | Simple method region | 86255.8848 | 0.2048 | 17665.2052 | RAYN | 0 | 0 | Simple method | 0
2021-03-01 | NLD_LV | Simple method region | 86255.8848 | 0.2048 | 17665.2052 | SCAN | 2.2887e-09 | 4.0431e-05 | Simple method | 3.5341e-05
2021-03-01 | NLD_LV | Simple method region | 86255.8848 | 0.2048 | 17665.2052 | SCGL | 0.0016809 | 29.6941 | Simple method | 25.9559
2021-03-01 | NLD_LV | Simple method region | 86255.8848 | 0.2048 | 17665.2052 | SHPK | 1.978e-15 | 3.4942e-11 | Simple method | 3.0543e-11
2021-03-01 | NLD_LV | Simple method region | 86255.8848 | 0.2048 | 17665.2052 | SKOG | 0.0016221 | 28.655 | Simple method | 25.0476
2021-03-01 | NLD_LV | Simple method region | 86255.8848 | 0.2048 | 17665.2052 | SOLE | 0 | 0 | Simple method | 0
2021-03-01 | NLD_LV | Simple method region | 86255.8848 | 0.2048 | 17665.2052 | SOU2 | 0.00017393 | 3.0726 | Simple method | 2.6857
2021-03-01 | NLD_LV | Simple method region | 86255.8848 | 0.2048 | 17665.2052 | TARW | 0.011229 | 198.3552 | Simple method | 173.3843
2021-03-01 | NLD_LV | Simple method region | 86255.8848 | 0.2048 | 17665.2052 | TASM | 0 | 0 | Simple method | 0
2021-03-01 | NLD_LV | Simple method region | 86255.8848 | 0.2048 | 17665.2052 | TBOP | 2.6833e-05 | 0.47401 | Simple method | 0.41434
2021-03-01 | NLD_LV | Simple method region | 86255.8848 | 0.2048 | 17665.2052 | TOD3 | 0.00014091 | 2.4892 | Simple method | 2.1759
2021-03-01 | NLD_LV | Simple method region | 86255.8848 | 0.2048 | 17665.2052 | TOPE | 0.1064 | 1879.5845 | Simple method | 1642.9641
2021-03-01 | NLD_LV | Simple method region | 86255.8848 | 0.2048 | 17665.2052 | TRNZ | 8.0541e-06 | 0.14228 | Simple method | 0.12437
2021-03-01 | NLD_LV | Simple method region | 86255.8848 | 0.2048 | 17665.2052 | TRUG | 0.0005216 | 9.2141 | Simple method | 8.0542
2021-03-01 | NLD_LV | Simple method region | 86255.8848 | 0.2048 | 17665.2052 | UNET | 0.0025577 | 45.182 | Simple method | 39.4941
2021-03-01 | NLD_LV | Simple method region | 86255.8848 | 0.2048 | 17665.2052 | UNIS | 0.005836 | 103.0942 | Simple method | 90.1157
2021-03-01 | NLD_LV | Simple method region | 86255.8848 | 0.2048 | 17665.2052 | VECT | 0.0012816 | 22.6393 | Simple method | 19.7893
2021-03-01 | NLD_LV | Simple method region | 86255.8848 | 0.2048 | 17665.2052 | WAIP | 4.1914e-06 | 0.074042 | Simple method | 0.064721
2021-03-01 | NLD_LV | Simple method region | 86255.8848 | 0.2048 | 17665.2052 | WATA | 0 | 0 | Simple method | 0
2021-03-01 | NLD_LV | Simple method region | 86255.8848 | 0.2048 | 17665.2052 | WAV1 | 0.011544 | 203.9239 | Simple method | 178.252
2021-03-01 | NLD_LV | Simple method region | 86255.8848 | 0.2048 | 17665.2052 | WELE | 0.0022708 | 40.1147 | Simple method | 35.0646
2021-03-01 | NLD_LV | Simple method region | 86255.8848 | 0.2048 | 17665.2052 | WNST | 1.2854e-12 | 2.2706e-08 | Simple method | 1.9848e-08
2021-03-01 | NLD_LV | Simple method region | 86255.8848 | 0.2048 | 17665.2052 | WPOW | 0 | 0 | Simple method | 0
2021-03-01 | NLD_LV | Simple method region | 86255.8848 | 0.2048 | 17665.2052 | WTOM | 4.3821e-06 | 0.07741 | Simple method | 0.067665
2020-04-01 | NMB_LV | Simple method region | 33814.2067 | 2.1412 | 72402.9794 | ALPE | 2.45e-05 | 1.7739 | Simple method | 1.5505
2020-04-01 | NMB_LV | Simple method region | 33814.2067 | 2.1412 | 72402.9794 | BUEL | 0.038738 | 2804.7344 | Simple method | 2451.6471
2020-04-01 | NMB_LV | Simple method region | 33814.2067 | 2.1412 | 72402.9794 | CHBP | 0 | 0 | Simple method | 0
2020-04-01 | NMB_LV | Simple method region | 33814.2067 | 2.1412 | 72402.9794 | COUP | 0 | 0 | Simple method | 0
2020-04-01 | NMB_LV | Simple method region | 33814.2067 | 2.1412 | 72402.9794 | CTCT | 0.027553 | 1994.8973 | Simple method | 1743.7602
2020-04-01 | NMB_LV | Simple method region | 33814.2067 | 2.1412 | 72402.9794 | DUNE | 0.00046031 | 33.3276 | Simple method | 29.132
2020-04-01 | NMB_LV | Simple method region | 33814.2067 | 2.1412 | 72402.9794 | EASH | 6.0201e-05 | 4.3587 | Simple method | 3.81
2020-04-01 | NMB_LV | Simple method region | 33814.2067 | 2.1412 | 72402.9794 | EAST | 0 | 0 | Simple method | 0
2020-04-01 | NMB_LV | Simple method region | 33814.2067 | 2.1412 | 72402.9794 | GENE | 0.035261 | 2552.9907 | Simple method | 2231.5953
2020-04-01 | NMB_LV | Simple method region | 33814.2067 | 2.1412 | 72402.9794 | HORO | 6.7379e-07 | 0.048784 | Simple method | 0.042643
2020-04-01 | NMB_LV | Simple method region | 33814.2067 | 2.1412 | 72402.9794 | HRZE | 3.0606e-06 | 0.2216 | Simple method | 0.1937
2020-04-01 | NMB_LV | Simple method region | 33814.2067 | 2.1412 | 72402.9794 | KIWI | 3.4211e-06 | 0.2477 | Simple method | 0.21651
2020-04-01 | NMB_LV | Simple method region | 33814.2067 | 2.1412 | 72402.9794 | KUPE | 0 | 0 | Simple method | 0
2020-04-01 | NMB_LV | Simple method region | 33814.2067 | 2.1412 | 72402.9794 | MARL | 0.37327 | 27025.7624 | Simple method | 23623.4962
2020-04-01 | NMB_LV | Simple method region | 33814.2067 | 2.1412 | 72402.9794 | MELT | 5.7506e-06 | 0.41636 | Simple method | 0.36394
2020-04-01 | NMB_LV | Simple method region | 33814.2067 | 2.1412 | 72402.9794 | MELW | 2.3126e-07 | 0.016744 | Simple method | 0.014636
2020-04-01 | NMB_LV | Simple method region | 33814.2067 | 2.1412 | 72402.9794 | MERI | 0.31733 | 22975.6547 | Simple method | 20083.2555
2020-04-01 | NMB_LV | Simple method region | 33814.2067 | 2.1412 | 72402.9794 | METH | 0 | 0 | Simple method | 0
2020-04-01 | NMB_LV | Simple method region | 33814.2067 | 2.1412 | 72402.9794 | MPOW | 0.0029237 | 211.6851 | Simple method | 185.0361
2020-04-01 | NMB_LV | Simple method region | 33814.2067 | 2.1412 | 72402.9794 | MRPL | 0.0020124 | 145.7032 | Simple method | 127.3607
2020-04-01 | NMB_LV | Simple method region | 33814.2067 | 2.1412 | 72402.9794 | MSVP | 0.00054447 | 39.4211 | Simple method | 34.4583
2020-04-01 | NMB_LV | Simple method region | 33814.2067 | 2.1412 | 72402.9794 | NAPA | 0.00083027 | 60.1141 | Simple method | 52.5463
2020-04-01 | NMB_LV | Simple method region | 33814.2067 | 2.1412 | 72402.9794 | NELS | 2.2459e-06 | 0.16261 | Simple method | 0.14214
2020-04-01 | NMB_LV | Simple method region | 33814.2067 | 2.1412 | 72402.9794 | NPOW | 1.4935e-20 | 1.0813e-15 | Simple method | 9.4522e-16
2020-04-01 | NMB_LV | Simple method region | 33814.2067 | 2.1412 | 72402.9794 | NTRG | 0.0005073 | 36.7298 | Simple method | 32.1059
2020-04-01 | NMB_LV | Simple method region | 33814.2067 | 2.1412 | 72402.9794 | NZAS | 4.1313e-20 | 2.9912e-15 | Simple method | 2.6146e-15
2020-04-01 | NMB_LV | Simple method region | 33814.2067 | 2.1412 | 72402.9794 | NZST | 1.4592e-15 | 1.0565e-10 | Simple method | 9.2348e-11
2020-04-01 | NMB_LV | Simple method region | 33814.2067 | 2.1412 | 72402.9794 | OMVP | 0 | 0 | Simple method | 0
2020-04-01 | NMB_LV | Simple method region | 33814.2067 | 2.1412 | 72402.9794 | ORON | 0.012681 | 918.1291 | Simple method | 802.5461
2020-04-01 | NMB_LV | Simple method region | 33814.2067 | 2.1412 | 72402.9794 | PANP | 0 | 0 | Simple method | 0
2020-04-01 | NMB_LV | Simple method region | 33814.2067 | 2.1412 | 72402.9794 | POCO | 4.8926e-06 | 0.35424 | Simple method | 0.30964
2020-04-01 | NMB_LV | Simple method region | 33814.2067 | 2.1412 | 72402.9794 | POWN | 0.00041732 | 30.2149 | Simple method | 26.4112
2020-04-01 | NMB_LV | Simple method region | 33814.2067 | 2.1412 | 72402.9794 | RAYN | 0 | 0 | Simple method | 0
2020-04-01 | NMB_LV | Simple method region | 33814.2067 | 2.1412 | 72402.9794 | SCAN | 0 | 0 | Simple method | 0
2020-04-01 | NMB_LV | Simple method region | 33814.2067 | 2.1412 | 72402.9794 | SCGL | 1.0939e-14 | 7.9204e-10 | Simple method | 6.9233e-10
2020-04-01 | NMB_LV | Simple method region | 33814.2067 | 2.1412 | 72402.9794 | SHPK | 0 | 0 | Simple method | 0
2020-04-01 | NMB_LV | Simple method region | 33814.2067 | 2.1412 | 72402.9794 | SKOG | 9.6753e-05 | 7.0052 | Simple method | 6.1233
2020-04-01 | NMB_LV | Simple method region | 33814.2067 | 2.1412 | 72402.9794 | SOLE | 0 | 0 | Simple method | 0
2020-04-01 | NMB_LV | Simple method region | 33814.2067 | 2.1412 | 72402.9794 | SOU2 | 1.0374e-05 | 0.75114 | Simple method | 0.65658
2020-04-01 | NMB_LV | Simple method region | 33814.2067 | 2.1412 | 72402.9794 | TARW | 0.00031013 | 22.454 | Simple method | 19.6273
2020-04-01 | NMB_LV | Simple method region | 33814.2067 | 2.1412 | 72402.9794 | TASM | 0.11119 | 8050.4279 | Simple method | 7036.9616
2020-04-01 | NMB_LV | Simple method region | 33814.2067 | 2.1412 | 72402.9794 | TBOP | 3.029e-06 | 0.21931 | Simple method | 0.1917
2020-04-01 | NMB_LV | Simple method region | 33814.2067 | 2.1412 | 72402.9794 | TOD3 | 1.5907e-05 | 1.1517 | Simple method | 1.0067
2020-04-01 | NMB_LV | Simple method region | 33814.2067 | 2.1412 | 72402.9794 | TOPE | 2.5219e-21 | 1.8259e-16 | Simple method | 1.5961e-16
2020-04-01 | NMB_LV | Simple method region | 33814.2067 | 2.1412 | 72402.9794 | TRNZ | 2.2141e-07 | 0.016031 | Simple method | 0.014012
2020-04-01 | NMB_LV | Simple method region | 33814.2067 | 2.1412 | 72402.9794 | TRUG | 0.048455 | 3508.2635 | Simple method | 3066.6091
2020-04-01 | NMB_LV | Simple method region | 33814.2067 | 2.1412 | 72402.9794 | UNET | 7.0641e-05 | 5.1147 | Simple method | 4.4708
2020-04-01 | NMB_LV | Simple method region | 33814.2067 | 2.1412 | 72402.9794 | UNIS | 0.00016119 | 11.6704 | Simple method | 10.2013
2020-04-01 | NMB_LV | Simple method region | 33814.2067 | 2.1412 | 72402.9794 | VECT | 5.2178e-21 | 3.7779e-16 | Simple method | 3.3023e-16
2020-04-01 | NMB_LV | Simple method region | 33814.2067 | 2.1412 | 72402.9794 | WAIP | 0 | 0 | Simple method | 0
2020-04-01 | NMB_LV | Simple method region | 33814.2067 | 2.1412 | 72402.9794 | WATA | 1.4153e-10 | 1.0247e-05 | Simple method | 8.9574e-06
2020-04-01 | NMB_LV | Simple method region | 33814.2067 | 2.1412 | 72402.9794 | WAV1 | 0.00031883 | 23.0844 | Simple method | 20.1783
2020-04-01 | NMB_LV | Simple method region | 33814.2067 | 2.1412 | 72402.9794 | WELE | 6.2685e-05 | 4.5386 | Simple method | 3.9672
2020-04-01 | NMB_LV | Simple method region | 33814.2067 | 2.1412 | 72402.9794 | WNST | 1.3095e-23 | 9.4809e-19 | Simple method | 8.2874e-19
2020-04-01 | NMB_LV | Simple method region | 33814.2067 | 2.1412 | 72402.9794 | WPOW | 0.026674 | 1931.3082 | Simple method | 1688.1763
2020-04-01 | NMB_LV | Simple method region | 33814.2067 | 2.1412 | 72402.9794 | WTOM | 1.3101e-07 | 0.0094856 | Simple method | 0.0082915
2020-05-01 | NMB_LV | Simple method region | 106803.8682 | 0.3989 | 42604.063 | ALPE | 2.45e-05 | 1.0438 | Simple method | 0.91239
2020-05-01 | NMB_LV | Simple method region | 106803.8682 | 0.3989 | 42604.063 | BUEL | 0.038738 | 1650.389 | Simple method | 1442.622
2020-05-01 | NMB_LV | Simple method region | 106803.8682 | 0.3989 | 42604.063 | CHBP | 0 | 0 | Simple method | 0
2020-05-01 | NMB_LV | Simple method region | 106803.8682 | 0.3989 | 42604.063 | COUP | 0 | 0 | Simple method | 0
2020-05-01 | NMB_LV | Simple method region | 106803.8682 | 0.3989 | 42604.063 | CTCT | 0.027553 | 1173.8568 | Simple method | 1026.0803
2020-05-01 | NMB_LV | Simple method region | 106803.8682 | 0.3989 | 42604.063 | DUNE | 0.00046031 | 19.611 | Simple method | 17.1421
2020-05-01 | NMB_LV | Simple method region | 106803.8682 | 0.3989 | 42604.063 | EASH | 6.0201e-05 | 2.5648 | Simple method | 2.2419
2020-05-01 | NMB_LV | Simple method region | 106803.8682 | 0.3989 | 42604.063 | EAST | 0 | 0 | Simple method | 0
2020-05-01 | NMB_LV | Simple method region | 106803.8682 | 0.3989 | 42604.063 | GENE | 0.035261 | 1502.2555 | Simple method | 1313.137
2020-05-01 | NMB_LV | Simple method region | 106803.8682 | 0.3989 | 42604.063 | HORO | 6.7379e-07 | 0.028706 | Simple method | 0.025092
2020-05-01 | NMB_LV | Simple method region | 106803.8682 | 0.3989 | 42604.063 | HRZE | 3.0606e-06 | 0.13039 | Simple method | 0.11398
2020-05-01 | NMB_LV | Simple method region | 106803.8682 | 0.3989 | 42604.063 | KIWI | 3.4211e-06 | 0.14575 | Simple method | 0.1274
2020-05-01 | NMB_LV | Simple method region | 106803.8682 | 0.3989 | 42604.063 | KUPE | 0 | 0 | Simple method | 0
2020-05-01 | NMB_LV | Simple method region | 106803.8682 | 0.3989 | 42604.063 | MARL | 0.37327 | 15902.7611 | Simple method | 13900.7666
2020-05-01 | NMB_LV | Simple method region | 106803.8682 | 0.3989 | 42604.063 | MELT | 5.7506e-06 | 0.245 | Simple method | 0.21416
2020-05-01 | NMB_LV | Simple method region | 106803.8682 | 0.3989 | 42604.063 | MELW | 2.3126e-07 | 0.0098527 | Simple method | 0.0086123
2020-05-01 | NMB_LV | Simple method region | 106803.8682 | 0.3989 | 42604.063 | MERI | 0.31733 | 13519.5575 | Simple method | 11817.5839
2020-05-01 | NMB_LV | Simple method region | 106803.8682 | 0.3989 | 42604.063 | METH | 0 | 0 | Simple method | 0
2020-05-01 | NMB_LV | Simple method region | 106803.8682 | 0.3989 | 42604.063 | MPOW | 0.0029237 | 124.5618 | Simple method | 108.8807
2020-05-01 | NMB_LV | Simple method region | 106803.8682 | 0.3989 | 42604.063 | MRPL | 0.0020124 | 85.7361 | Simple method | 74.9428
2020-05-01 | NMB_LV | Simple method region | 106803.8682 | 0.3989 | 42604.063 | MSVP | 0.00054447 | 23.1965 | Simple method | 20.2763
2020-05-01 | NMB_LV | Simple method region | 106803.8682 | 0.3989 | 42604.063 | NAPA | 0.00083027 | 35.3729 | Simple method | 30.9198
2020-05-01 | NMB_LV | Simple method region | 106803.8682 | 0.3989 | 42604.063 | NELS | 2.2459e-06 | 0.095682 | Simple method | 0.083637
2020-05-01 | NMB_LV | Simple method region | 106803.8682 | 0.3989 | 42604.063 | NPOW | 1.4935e-20 | 6.363e-16 | Simple method | 5.5619e-16
2020-05-01 | NMB_LV | Simple method region | 106803.8682 | 0.3989 | 42604.063 | NTRG | 0.0005073 | 21.6129 | Simple method | 18.8921
2020-05-01 | NMB_LV | Simple method region | 106803.8682 | 0.3989 | 42604.063 | NZAS | 4.1313e-20 | 1.7601e-15 | Simple method | 1.5385e-15
2020-05-01 | NMB_LV | Simple method region | 106803.8682 | 0.3989 | 42604.063 | NZST | 1.4592e-15 | 6.2167e-11 | Simple method | 5.434e-11
2020-05-01 | NMB_LV | Simple method region | 106803.8682 | 0.3989 | 42604.063 | OMVP | 0 | 0 | Simple method | 0
2020-05-01 | NMB_LV | Simple method region | 106803.8682 | 0.3989 | 42604.063 | ORON | 0.012681 | 540.2544 | Simple method | 472.2419
2020-05-01 | NMB_LV | Simple method region | 106803.8682 | 0.3989 | 42604.063 | PANP | 0 | 0 | Simple method | 0
2020-05-01 | NMB_LV | Simple method region | 106803.8682 | 0.3989 | 42604.063 | POCO | 4.8926e-06 | 0.20845 | Simple method | 0.1822
2020-05-01 | NMB_LV | Simple method region | 106803.8682 | 0.3989 | 42604.063 | POWN | 0.00041732 | 17.7794 | Simple method | 15.5411
2020-05-01 | NMB_LV | Simple method region | 106803.8682 | 0.3989 | 42604.063 | RAYN | 0 | 0 | Simple method | 0
2020-05-01 | NMB_LV | Simple method region | 106803.8682 | 0.3989 | 42604.063 | SCAN | 0 | 0 | Simple method | 0
2020-05-01 | NMB_LV | Simple method region | 106803.8682 | 0.3989 | 42604.063 | SCGL | 1.0939e-14 | 4.6606e-10 | Simple method | 4.0739e-10
2020-05-01 | NMB_LV | Simple method region | 106803.8682 | 0.3989 | 42604.063 | SHPK | 0 | 0 | Simple method | 0
2020-05-01 | NMB_LV | Simple method region | 106803.8682 | 0.3989 | 42604.063 | SKOG | 9.6753e-05 | 4.1221 | Simple method | 3.6032
2020-05-01 | NMB_LV | Simple method region | 106803.8682 | 0.3989 | 42604.063 | SOLE | 0 | 0 | Simple method | 0
2020-05-01 | NMB_LV | Simple method region | 106803.8682 | 0.3989 | 42604.063 | SOU2 | 1.0374e-05 | 0.44199 | Simple method | 0.38635
2020-05-01 | NMB_LV | Simple method region | 106803.8682 | 0.3989 | 42604.063 | TARW | 0.00031013 | 13.2126 | Simple method | 11.5493
2020-05-01 | NMB_LV | Simple method region | 106803.8682 | 0.3989 | 42604.063 | TASM | 0.11119 | 4737.1108 | Simple method | 4140.7572
2020-05-01 | NMB_LV | Simple method region | 106803.8682 | 0.3989 | 42604.063 | TBOP | 3.029e-06 | 0.12905 | Simple method | 0.1128
2020-05-01 | NMB_LV | Simple method region | 106803.8682 | 0.3989 | 42604.063 | TOD3 | 1.5907e-05 | 0.6777 | Simple method | 0.59238
2020-05-01 | NMB_LV | Simple method region | 106803.8682 | 0.3989 | 42604.063 | TOPE | 2.5219e-21 | 1.0744e-16 | Simple method | 9.3918e-17
2020-05-01 | NMB_LV | Simple method region | 106803.8682 | 0.3989 | 42604.063 | TRNZ | 2.2141e-07 | 0.0094329 | Simple method | 0.0082454
2020-05-01 | NMB_LV | Simple method region | 106803.8682 | 0.3989 | 42604.063 | TRUG | 0.048455 | 2064.3664 | Simple method | 1804.4839
2020-05-01 | NMB_LV | Simple method region | 106803.8682 | 0.3989 | 42604.063 | UNET | 7.0641e-05 | 3.0096 | Simple method | 2.6307
2020-05-01 | NMB_LV | Simple method region | 106803.8682 | 0.3989 | 42604.063 | UNIS | 0.00016119 | 6.8672 | Simple method | 6.0027
2020-05-01 | NMB_LV | Simple method region | 106803.8682 | 0.3989 | 42604.063 | VECT | 5.2178e-21 | 2.223e-16 | Simple method | 1.9431e-16
2020-05-01 | NMB_LV | Simple method region | 106803.8682 | 0.3989 | 42604.063 | WAIP | 0 | 0 | Simple method | 0
2020-05-01 | NMB_LV | Simple method region | 106803.8682 | 0.3989 | 42604.063 | WATA | 1.4153e-10 | 6.0299e-06 | Simple method | 5.2708e-06
2020-05-01 | NMB_LV | Simple method region | 106803.8682 | 0.3989 | 42604.063 | WAV1 | 0.00031883 | 13.5835 | Simple method | 11.8735
2020-05-01 | NMB_LV | Simple method region | 106803.8682 | 0.3989 | 42604.063 | WELE | 6.2685e-05 | 2.6706 | Simple method | 2.3344
2020-05-01 | NMB_LV | Simple method region | 106803.8682 | 0.3989 | 42604.063 | WNST | 1.3095e-23 | 5.5788e-19 | Simple method | 4.8765e-19
2020-05-01 | NMB_LV | Simple method region | 106803.8682 | 0.3989 | 42604.063 | WPOW | 0.026674 | 1136.4391 | Simple method | 993.373
2020-05-01 | NMB_LV | Simple method region | 106803.8682 | 0.3989 | 42604.063 | WTOM | 1.3101e-07 | 0.0055816 | Simple method | 0.004879
2020-06-01 | NMB_LV | Simple method region | 120661.7148 | 0.4449 | 53682.3969 | ALPE | 2.45e-05 | 1.3152 | Simple method | 1.1496
2020-06-01 | NMB_LV | Simple method region | 120661.7148 | 0.4449 | 53682.3969 | BUEL | 0.038738 | 2079.5396 | Simple method | 1817.7469
2020-06-01 | NMB_LV | Simple method region | 120661.7148 | 0.4449 | 53682.3969 | CHBP | 0 | 0 | Simple method | 0
2020-06-01 | NMB_LV | Simple method region | 120661.7148 | 0.4449 | 53682.3969 | COUP | 0 | 0 | Simple method | 0
2020-06-01 | NMB_LV | Simple method region | 120661.7148 | 0.4449 | 53682.3969 | CTCT | 0.027553 | 1479.0948 | Simple method | 1292.8919
2020-06-01 | NMB_LV | Simple method region | 120661.7148 | 0.4449 | 53682.3969 | DUNE | 0.00046031 | 24.7104 | Simple method | 21.5996
2020-06-01 | NMB_LV | Simple method region | 120661.7148 | 0.4449 | 53682.3969 | EASH | 6.0201e-05 | 3.2317 | Simple method | 2.8249
2020-06-01 | NMB_LV | Simple method region | 120661.7148 | 0.4449 | 53682.3969 | EAST | 0 | 0 | Simple method | 0
2020-06-01 | NMB_LV | Simple method region | 120661.7148 | 0.4449 | 53682.3969 | GENE | 0.035261 | 1892.887 | Simple method | 1654.5919
2020-06-01 | NMB_LV | Simple method region | 120661.7148 | 0.4449 | 53682.3969 | HORO | 6.7379e-07 | 0.036171 | Simple method | 0.031617
2020-06-01 | NMB_LV | Simple method region | 120661.7148 | 0.4449 | 53682.3969 | HRZE | 3.0606e-06 | 0.1643 | Simple method | 0.14362
2020-06-01 | NMB_LV | Simple method region | 120661.7148 | 0.4449 | 53682.3969 | KIWI | 3.4211e-06 | 0.18365 | Simple method | 0.16053
2020-06-01 | NMB_LV | Simple method region | 120661.7148 | 0.4449 | 53682.3969 | KUPE | 0 | 0 | Simple method | 0
2020-06-01 | NMB_LV | Simple method region | 120661.7148 | 0.4449 | 53682.3969 | MARL | 0.37327 | 20037.9558 | Simple method | 17515.3828
2020-06-01 | NMB_LV | Simple method region | 120661.7148 | 0.4449 | 53682.3969 | MELT | 5.7506e-06 | 0.3087 | Simple method | 0.26984
2020-06-01 | NMB_LV | Simple method region | 120661.7148 | 0.4449 | 53682.3969 | MELW | 2.3126e-07 | 0.012415 | Simple method | 0.010852
2020-06-01 | NMB_LV | Simple method region | 120661.7148 | 0.4449 | 53682.3969 | MERI | 0.31733 | 17035.0478 | Simple method | 14890.5101
2020-06-01 | NMB_LV | Simple method region | 120661.7148 | 0.4449 | 53682.3969 | METH | 0 | 0 | Simple method | 0
2020-06-01 | NMB_LV | Simple method region | 120661.7148 | 0.4449 | 53682.3969 | MPOW | 0.0029237 | 156.9516 | Simple method | 137.193
2020-06-01 | NMB_LV | Simple method region | 120661.7148 | 0.4449 | 53682.3969 | MRPL | 0.0020124 | 108.0301 | Simple method | 94.4302
2020-06-01 | NMB_LV | Simple method region | 120661.7148 | 0.4449 | 53682.3969 | MSVP | 0.00054447 | 29.2283 | Simple method | 25.5488
2020-06-01 | NMB_LV | Simple method region | 120661.7148 | 0.4449 | 53682.3969 | NAPA | 0.00083027 | 44.5709 | Simple method | 38.9599
2020-06-01 | NMB_LV | Simple method region | 120661.7148 | 0.4449 | 53682.3969 | NELS | 2.2459e-06 | 0.12056 | Simple method | 0.10539
2020-06-01 | NMB_LV | Simple method region | 120661.7148 | 0.4449 | 53682.3969 | NPOW | 1.4935e-20 | 8.0175e-16 | Simple method | 7.0082e-16
2020-06-01 | NMB_LV | Simple method region | 120661.7148 | 0.4449 | 53682.3969 | NTRG | 0.0005073 | 27.2329 | Simple method | 23.8046
2020-06-01 | NMB_LV | Simple method region | 120661.7148 | 0.4449 | 53682.3969 | NZAS | 4.1313e-20 | 2.2178e-15 | Simple method | 1.9386e-15
2020-06-01 | NMB_LV | Simple method region | 120661.7148 | 0.4449 | 53682.3969 | NZST | 1.4592e-15 | 7.8332e-11 | Simple method | 6.8471e-11
2020-06-01 | NMB_LV | Simple method region | 120661.7148 | 0.4449 | 53682.3969 | OMVP | 0 | 0 | Simple method | 0
2020-06-01 | NMB_LV | Simple method region | 120661.7148 | 0.4449 | 53682.3969 | ORON | 0.012681 | 680.7368 | Simple method | 595.039
2020-06-01 | NMB_LV | Simple method region | 120661.7148 | 0.4449 | 53682.3969 | PANP | 0 | 0 | Simple method | 0
2020-06-01 | NMB_LV | Simple method region | 120661.7148 | 0.4449 | 53682.3969 | POCO | 4.8926e-06 | 0.26265 | Simple method | 0.22958
2020-06-01 | NMB_LV | Simple method region | 120661.7148 | 0.4449 | 53682.3969 | POWN | 0.00041732 | 22.4025 | Simple method | 19.5823
2020-06-01 | NMB_LV | Simple method region | 120661.7148 | 0.4449 | 53682.3969 | RAYN | 0 | 0 | Simple method | 0
2020-06-01 | NMB_LV | Simple method region | 120661.7148 | 0.4449 | 53682.3969 | SCAN | 0 | 0 | Simple method | 0
2020-06-01 | NMB_LV | Simple method region | 120661.7148 | 0.4449 | 53682.3969 | SCGL | 1.0939e-14 | 5.8725e-10 | Simple method | 5.1332e-10
2020-06-01 | NMB_LV | Simple method region | 120661.7148 | 0.4449 | 53682.3969 | SHPK | 0 | 0 | Simple method | 0
2020-06-01 | NMB_LV | Simple method region | 120661.7148 | 0.4449 | 53682.3969 | SKOG | 9.6753e-05 | 5.194 | Simple method | 4.5401
2020-06-01 | NMB_LV | Simple method region | 120661.7148 | 0.4449 | 53682.3969 | SOLE | 0 | 0 | Simple method | 0
2020-06-01 | NMB_LV | Simple method region | 120661.7148 | 0.4449 | 53682.3969 | SOU2 | 1.0374e-05 | 0.55693 | Simple method | 0.48681
2020-06-01 | NMB_LV | Simple method region | 120661.7148 | 0.4449 | 53682.3969 | TARW | 0.00031013 | 16.6483 | Simple method | 14.5524
2020-06-01 | NMB_LV | Simple method region | 120661.7148 | 0.4449 | 53682.3969 | TASM | 0.11119 | 5968.9017 | Simple method | 5217.4782
2020-06-01 | NMB_LV | Simple method region | 120661.7148 | 0.4449 | 53682.3969 | TBOP | 3.029e-06 | 0.16261 | Simple method | 0.14214
2020-06-01 | NMB_LV | Simple method region | 120661.7148 | 0.4449 | 53682.3969 | TOD3 | 1.5907e-05 | 0.85392 | Simple method | 0.74642
2020-06-01 | NMB_LV | Simple method region | 120661.7148 | 0.4449 | 53682.3969 | TOPE | 2.5219e-21 | 1.3538e-16 | Simple method | 1.1834e-16
2020-06-01 | NMB_LV | Simple method region | 120661.7148 | 0.4449 | 53682.3969 | TRNZ | 2.2141e-07 | 0.011886 | Simple method | 0.010389
2020-06-01 | NMB_LV | Simple method region | 120661.7148 | 0.4449 | 53682.3969 | TRUG | 0.048455 | 2601.1636 | Simple method | 2273.7038
2020-06-01 | NMB_LV | Simple method region | 120661.7148 | 0.4449 | 53682.3969 | UNET | 7.0641e-05 | 3.7922 | Simple method | 3.3148
2020-06-01 | NMB_LV | Simple method region | 120661.7148 | 0.4449 | 53682.3969 | UNIS | 0.00016119 | 8.6529 | Simple method | 7.5636
2020-06-01 | NMB_LV | Simple method region | 120661.7148 | 0.4449 | 53682.3969 | VECT | 5.2178e-21 | 2.801e-16 | Simple method | 2.4484e-16
2020-06-01 | NMB_LV | Simple method region | 120661.7148 | 0.4449 | 53682.3969 | WAIP | 0 | 0 | Simple method | 0
2020-06-01 | NMB_LV | Simple method region | 120661.7148 | 0.4449 | 53682.3969 | WATA | 1.4153e-10 | 7.5978e-06 | Simple method | 6.6413e-06
2020-06-01 | NMB_LV | Simple method region | 120661.7148 | 0.4449 | 53682.3969 | WAV1 | 0.00031883 | 17.1157 | Simple method | 14.961
2020-06-01 | NMB_LV | Simple method region | 120661.7148 | 0.4449 | 53682.3969 | WELE | 6.2685e-05 | 3.3651 | Simple method | 2.9415
2020-06-01 | NMB_LV | Simple method region | 120661.7148 | 0.4449 | 53682.3969 | WNST | 1.3095e-23 | 7.0295e-19 | Simple method | 6.1446e-19
2020-06-01 | NMB_LV | Simple method region | 120661.7148 | 0.4449 | 53682.3969 | WPOW | 0.026674 | 1431.9473 | Simple method | 1251.6798
2020-06-01 | NMB_LV | Simple method region | 120661.7148 | 0.4449 | 53682.3969 | WTOM | 1.3101e-07 | 0.007033 | Simple method | 0.0061476
2020-07-01 | NMB_LV | Simple method region | 116341.1419 | 0.5722 | 66570.4014 | ALPE | 2.45e-05 | 1.631 | Simple method | 1.4256
2020-07-01 | NMB_LV | Simple method region | 116341.1419 | 0.5722 | 66570.4014 | BUEL | 0.038738 | 2578.793 | Simple method | 2254.1494
2020-07-01 | NMB_LV | Simple method region | 116341.1419 | 0.5722 | 66570.4014 | CHBP | 0 | 0 | Simple method | 0
2020-07-01 | NMB_LV | Simple method region | 116341.1419 | 0.5722 | 66570.4014 | COUP | 0 | 0 | Simple method | 0
2020-07-01 | NMB_LV | Simple method region | 116341.1419 | 0.5722 | 66570.4014 | CTCT | 0.027553 | 1834.1941 | Simple method | 1603.2878
2020-07-01 | NMB_LV | Simple method region | 116341.1419 | 0.5722 | 66570.4014 | DUNE | 0.00046031 | 30.6428 | Simple method | 26.7852
2020-07-01 | NMB_LV | Simple method region | 116341.1419 | 0.5722 | 66570.4014 | EASH | 6.0201e-05 | 4.0076 | Simple method | 3.5031
2020-07-01 | NMB_LV | Simple method region | 116341.1419 | 0.5722 | 66570.4014 | EAST | 0 | 0 | Simple method | 0
2020-07-01 | NMB_LV | Simple method region | 116341.1419 | 0.5722 | 66570.4014 | GENE | 0.035261 | 2347.329 | Simple method | 2051.8244
2020-07-01 | NMB_LV | Simple method region | 116341.1419 | 0.5722 | 66570.4014 | HORO | 6.7379e-07 | 0.044855 | Simple method | 0.039208
2020-07-01 | NMB_LV | Simple method region | 116341.1419 | 0.5722 | 66570.4014 | HRZE | 3.0606e-06 | 0.20374 | Simple method | 0.17809
2020-07-01 | NMB_LV | Simple method region | 116341.1419 | 0.5722 | 66570.4014 | KIWI | 3.4211e-06 | 0.22774 | Simple method | 0.19907
2020-07-01 | NMB_LV | Simple method region | 116341.1419 | 0.5722 | 66570.4014 | KUPE | 0 | 0 | Simple method | 0
2020-07-01 | NMB_LV | Simple method region | 116341.1419 | 0.5722 | 66570.4014 | MARL | 0.37327 | 24848.6439 | Simple method | 21720.4546
2020-07-01 | NMB_LV | Simple method region | 116341.1419 | 0.5722 | 66570.4014 | MELT | 5.7506e-06 | 0.38282 | Simple method | 0.33463
2020-07-01 | NMB_LV | Simple method region | 116341.1419 | 0.5722 | 66570.4014 | MELW | 2.3126e-07 | 0.015395 | Simple method | 0.013457
2020-07-01 | NMB_LV | Simple method region | 116341.1419 | 0.5722 | 66570.4014 | MERI | 0.31733 | 21124.8013 | Simple method | 18465.4056
2020-07-01 | NMB_LV | Simple method region | 116341.1419 | 0.5722 | 66570.4014 | METH | 0 | 0 | Simple method | 0
2020-07-01 | NMB_LV | Simple method region | 116341.1419 | 0.5722 | 66570.4014 | MPOW | 0.0029237 | 194.6323 | Simple method | 170.1301
2020-07-01 | NMB_LV | Simple method region | 116341.1419 | 0.5722 | 66570.4014 | MRPL | 0.0020124 | 133.9658 | Simple method | 117.1009
2020-07-01 | NMB_LV | Simple method region | 116341.1419 | 0.5722 | 66570.4014 | MSVP | 0.00054447 | 36.2454 | Simple method | 31.6825
2020-07-01 | NMB_LV | Simple method region | 116341.1419 | 0.5722 | 66570.4014 | NAPA | 0.00083027 | 55.2715 | Simple method | 48.3133
2020-07-01 | NMB_LV | Simple method region | 116341.1419 | 0.5722 | 66570.4014 | NELS | 2.2459e-06 | 0.14951 | Simple method | 0.13069
2020-07-01 | NMB_LV | Simple method region | 116341.1419 | 0.5722 | 66570.4014 | NPOW | 1.4935e-20 | 9.9424e-16 | Simple method | 8.6907e-16
2020-07-01 | NMB_LV | Simple method region | 116341.1419 | 0.5722 | 66570.4014 | NTRG | 0.0005073 | 33.771 | Simple method | 29.5196
2020-07-01 | NMB_LV | Simple method region | 116341.1419 | 0.5722 | 66570.4014 | NZAS | 4.1313e-20 | 2.7502e-15 | Simple method | 2.404e-15
2020-07-01 | NMB_LV | Simple method region | 116341.1419 | 0.5722 | 66570.4014 | NZST | 1.4592e-15 | 9.7137e-11 | Simple method | 8.4909e-11
2020-07-01 | NMB_LV | Simple method region | 116341.1419 | 0.5722 | 66570.4014 | OMVP | 0 | 0 | Simple method | 0
2020-07-01 | NMB_LV | Simple method region | 116341.1419 | 0.5722 | 66570.4014 | ORON | 0.012681 | 844.1672 | Simple method | 737.8952
2020-07-01 | NMB_LV | Simple method region | 116341.1419 | 0.5722 | 66570.4014 | PANP | 0 | 0 | Simple method | 0
2020-07-01 | NMB_LV | Simple method region | 116341.1419 | 0.5722 | 66570.4014 | POCO | 4.8926e-06 | 0.3257 | Simple method | 0.2847
2020-07-01 | NMB_LV | Simple method region | 116341.1419 | 0.5722 | 66570.4014 | POWN | 0.00041732 | 27.7809 | Simple method | 24.2836
2020-07-01 | NMB_LV | Simple method region | 116341.1419 | 0.5722 | 66570.4014 | RAYN | 0 | 0 | Simple method | 0
2020-07-01 | NMB_LV | Simple method region | 116341.1419 | 0.5722 | 66570.4014 | SCAN | 0 | 0 | Simple method | 0
2020-07-01 | NMB_LV | Simple method region | 116341.1419 | 0.5722 | 66570.4014 | SCGL | 1.0939e-14 | 7.2824e-10 | Simple method | 6.3656e-10
2020-07-01 | NMB_LV | Simple method region | 116341.1419 | 0.5722 | 66570.4014 | SHPK | 0 | 0 | Simple method | 0
2020-07-01 | NMB_LV | Simple method region | 116341.1419 | 0.5722 | 66570.4014 | SKOG | 9.6753e-05 | 6.4409 | Simple method | 5.6301
2020-07-01 | NMB_LV | Simple method region | 116341.1419 | 0.5722 | 66570.4014 | SOLE | 0 | 0 | Simple method | 0
2020-07-01 | NMB_LV | Simple method region | 116341.1419 | 0.5722 | 66570.4014 | SOU2 | 1.0374e-05 | 0.69063 | Simple method | 0.60369
2020-07-01 | NMB_LV | Simple method region | 116341.1419 | 0.5722 | 66570.4014 | TARW | 0.00031013 | 20.6452 | Simple method | 18.0462
2020-07-01 | NMB_LV | Simple method region | 116341.1419 | 0.5722 | 66570.4014 | TASM | 0.11119 | 7401.9083 | Simple method | 6470.084
2020-07-01 | NMB_LV | Simple method region | 116341.1419 | 0.5722 | 66570.4014 | TBOP | 3.029e-06 | 0.20164 | Simple method | 0.17626
2020-07-01 | NMB_LV | Simple method region | 116341.1419 | 0.5722 | 66570.4014 | TOD3 | 1.5907e-05 | 1.0589 | Simple method | 0.92562
2020-07-01 | NMB_LV | Simple method region | 116341.1419 | 0.5722 | 66570.4014 | TOPE | 2.5219e-21 | 1.6788e-16 | Simple method | 1.4675e-16
2020-07-01 | NMB_LV | Simple method region | 116341.1419 | 0.5722 | 66570.4014 | TRNZ | 2.2141e-07 | 0.014739 | Simple method | 0.012884
2020-07-01 | NMB_LV | Simple method region | 116341.1419 | 0.5722 | 66570.4014 | TRUG | 0.048455 | 3225.6477 | Simple method | 2819.5718
2020-07-01 | NMB_LV | Simple method region | 116341.1419 | 0.5722 | 66570.4014 | UNET | 7.0641e-05 | 4.7026 | Simple method | 4.1106
2020-07-01 | NMB_LV | Simple method region | 116341.1419 | 0.5722 | 66570.4014 | UNIS | 0.00016119 | 10.7303 | Simple method | 9.3795
2020-07-01 | NMB_LV | Simple method region | 116341.1419 | 0.5722 | 66570.4014 | VECT | 5.2178e-21 | 3.4735e-16 | Simple method | 3.0362e-16
2020-07-01 | NMB_LV | Simple method region | 116341.1419 | 0.5722 | 66570.4014 | WAIP | 0 | 0 | Simple method | 0
2020-07-01 | NMB_LV | Simple method region | 116341.1419 | 0.5722 | 66570.4014 | WATA | 1.4153e-10 | 9.4219e-06 | Simple method | 8.2358e-06
2020-07-01 | NMB_LV | Simple method region | 116341.1419 | 0.5722 | 66570.4014 | WAV1 | 0.00031883 | 21.2248 | Simple method | 18.5528
2020-07-01 | NMB_LV | Simple method region | 116341.1419 | 0.5722 | 66570.4014 | WELE | 6.2685e-05 | 4.173 | Simple method | 3.6476
2020-07-01 | NMB_LV | Simple method region | 116341.1419 | 0.5722 | 66570.4014 | WNST | 1.3095e-23 | 8.7171e-19 | Simple method | 7.6197e-19
2020-07-01 | NMB_LV | Simple method region | 116341.1419 | 0.5722 | 66570.4014 | WPOW | 0.026674 | 1775.7275 | Simple method | 1552.1816
2020-07-01 | NMB_LV | Simple method region | 116341.1419 | 0.5722 | 66570.4014 | WTOM | 1.3101e-07 | 0.0087215 | Simple method | 0.0076235
2020-08-01 | NMB_LV | Simple method region | 50834.1783 | 0.9035 | 45928.6801 | ALPE | 2.45e-05 | 1.1252 | Simple method | 0.98359
2020-08-01 | NMB_LV | Simple method region | 50834.1783 | 0.9035 | 45928.6801 | BUEL | 0.038738 | 1779.1775 | Simple method | 1555.1973
2020-08-01 | NMB_LV | Simple method region | 50834.1783 | 0.9035 | 45928.6801 | CHBP | 0 | 0 | Simple method | 0
2020-08-01 | NMB_LV | Simple method region | 50834.1783 | 0.9035 | 45928.6801 | COUP | 0 | 0 | Simple method | 0
2020-08-01 | NMB_LV | Simple method region | 50834.1783 | 0.9035 | 45928.6801 | CTCT | 0.027553 | 1265.459 | Simple method | 1106.1507
2020-08-01 | NMB_LV | Simple method region | 50834.1783 | 0.9035 | 45928.6801 | DUNE | 0.00046031 | 21.1413 | Simple method | 18.4798
2020-08-01 | NMB_LV | Simple method region | 50834.1783 | 0.9035 | 45928.6801 | EASH | 6.0201e-05 | 2.7649 | Simple method | 2.4169
2020-08-01 | NMB_LV | Simple method region | 50834.1783 | 0.9035 | 45928.6801 | EAST | 0 | 0 | Simple method | 0
2020-08-01 | NMB_LV | Simple method region | 50834.1783 | 0.9035 | 45928.6801 | GENE | 0.035261 | 1619.4843 | Simple method | 1415.6079
2020-08-01 | NMB_LV | Simple method region | 50834.1783 | 0.9035 | 45928.6801 | HORO | 6.7379e-07 | 0.030946 | Simple method | 0.02705
2020-08-01 | NMB_LV | Simple method region | 50834.1783 | 0.9035 | 45928.6801 | HRZE | 3.0606e-06 | 0.14057 | Simple method | 0.12287
2020-08-01 | NMB_LV | Simple method region | 50834.1783 | 0.9035 | 45928.6801 | KIWI | 3.4211e-06 | 0.15713 | Simple method | 0.13734
2020-08-01 | NMB_LV | Simple method region | 50834.1783 | 0.9035 | 45928.6801 | KUPE | 0 | 0 | Simple method | 0
2020-08-01 | NMB_LV | Simple method region | 50834.1783 | 0.9035 | 45928.6801 | MARL | 0.37327 | 17143.7364 | Simple method | 14985.5159
2020-08-01 | NMB_LV | Simple method region | 50834.1783 | 0.9035 | 45928.6801 | MELT | 5.7506e-06 | 0.26412 | Simple method | 0.23087
2020-08-01 | NMB_LV | Simple method region | 50834.1783 | 0.9035 | 45928.6801 | MELW | 2.3126e-07 | 0.010622 | Simple method | 0.0092844
2020-08-01 | NMB_LV | Simple method region | 50834.1783 | 0.9035 | 45928.6801 | MERI | 0.31733 | 14574.559 | Simple method | 12739.7715
2020-08-01 | NMB_LV | Simple method region | 50834.1783 | 0.9035 | 45928.6801 | METH | 0 | 0 | Simple method | 0
2020-08-01 | NMB_LV | Simple method region | 50834.1783 | 0.9035 | 45928.6801 | MPOW | 0.0029237 | 134.282 | Simple method | 117.3773
2020-08-01 | NMB_LV | Simple method region | 50834.1783 | 0.9035 | 45928.6801 | MRPL | 0.0020124 | 92.4265 | Simple method | 80.791
2020-08-01 | NMB_LV | Simple method region | 50834.1783 | 0.9035 | 45928.6801 | MSVP | 0.00054447 | 25.0067 | Simple method | 21.8586
2020-08-01 | NMB_LV | Simple method region | 50834.1783 | 0.9035 | 45928.6801 | NAPA | 0.00083027 | 38.1332 | Simple method | 33.3327
2020-08-01 | NMB_LV | Simple method region | 50834.1783 | 0.9035 | 45928.6801 | NELS | 2.2459e-06 | 0.10315 | Simple method | 0.090164
2020-08-01 | NMB_LV | Simple method region | 50834.1783 | 0.9035 | 45928.6801 | NPOW | 1.4935e-20 | 6.8595e-16 | Simple method | 5.996e-16
2020-08-01 | NMB_LV | Simple method region | 50834.1783 | 0.9035 | 45928.6801 | NTRG | 0.0005073 | 23.2995 | Simple method | 20.3663
2020-08-01 | NMB_LV | Simple method region | 50834.1783 | 0.9035 | 45928.6801 | NZAS | 4.1313e-20 | 1.8975e-15 | Simple method | 1.6586e-15
2020-08-01 | NMB_LV | Simple method region | 50834.1783 | 0.9035 | 45928.6801 | NZST | 1.4592e-15 | 6.7018e-11 | Simple method | 5.8581e-11
2020-08-01 | NMB_LV | Simple method region | 50834.1783 | 0.9035 | 45928.6801 | OMVP | 0 | 0 | Simple method | 0
2020-08-01 | NMB_LV | Simple method region | 50834.1783 | 0.9035 | 45928.6801 | ORON | 0.012681 | 582.4133 | Simple method | 509.0934
2020-08-01 | NMB_LV | Simple method region | 50834.1783 | 0.9035 | 45928.6801 | PANP | 0 | 0 | Simple method | 0
2020-08-01 | NMB_LV | Simple method region | 50834.1783 | 0.9035 | 45928.6801 | POCO | 4.8926e-06 | 0.22471 | Simple method | 0.19642
2020-08-01 | NMB_LV | Simple method region | 50834.1783 | 0.9035 | 45928.6801 | POWN | 0.00041732 | 19.1668 | Simple method | 16.7539
2020-08-01 | NMB_LV | Simple method region | 50834.1783 | 0.9035 | 45928.6801 | RAYN | 0 | 0 | Simple method | 0
2020-08-01 | NMB_LV | Simple method region | 50834.1783 | 0.9035 | 45928.6801 | SCAN | 0 | 0 | Simple method | 0
2020-08-01 | NMB_LV | Simple method region | 50834.1783 | 0.9035 | 45928.6801 | SCGL | 1.0939e-14 | 5.0243e-10 | Simple method | 4.3918e-10
2020-08-01 | NMB_LV | Simple method region | 50834.1783 | 0.9035 | 45928.6801 | SHPK | 0 | 0 | Simple method | 0
2020-08-01 | NMB_LV | Simple method region | 50834.1783 | 0.9035 | 45928.6801 | SKOG | 9.6753e-05 | 4.4438 | Simple method | 3.8843
2020-08-01 | NMB_LV | Simple method region | 50834.1783 | 0.9035 | 45928.6801 | SOLE | 0 | 0 | Simple method | 0
2020-08-01 | NMB_LV | Simple method region | 50834.1783 | 0.9035 | 45928.6801 | SOU2 | 1.0374e-05 | 0.47648 | Simple method | 0.4165
2020-08-01 | NMB_LV | Simple method region | 50834.1783 | 0.9035 | 45928.6801 | TARW | 0.00031013 | 14.2437 | Simple method | 12.4505
2020-08-01 | NMB_LV | Simple method region | 50834.1783 | 0.9035 | 45928.6801 | TASM | 0.11119 | 5106.7723 | Simple method | 4463.882
2020-08-01 | NMB_LV | Simple method region | 50834.1783 | 0.9035 | 45928.6801 | TBOP | 3.029e-06 | 0.13912 | Simple method | 0.12161
2020-08-01 | NMB_LV | Simple method region | 50834.1783 | 0.9035 | 45928.6801 | TOD3 | 1.5907e-05 | 0.73059 | Simple method | 0.63861
2020-08-01 | NMB_LV | Simple method region | 50834.1783 | 0.9035 | 45928.6801 | TOPE | 2.5219e-21 | 1.1583e-16 | Simple method | 1.0125e-16
2020-08-01 | NMB_LV | Simple method region | 50834.1783 | 0.9035 | 45928.6801 | TRNZ | 2.2141e-07 | 0.010169 | Simple method | 0.0088888
2020-08-01 | NMB_LV | Simple method region | 50834.1783 | 0.9035 | 45928.6801 | TRUG | 0.048455 | 2225.4597 | Simple method | 1945.2971
2020-08-01 | NMB_LV | Simple method region | 50834.1783 | 0.9035 | 45928.6801 | UNET | 7.0641e-05 | 3.2445 | Simple method | 2.836
2020-08-01 | NMB_LV | Simple method region | 50834.1783 | 0.9035 | 45928.6801 | UNIS | 0.00016119 | 7.4031 | Simple method | 6.4711
2020-08-01 | NMB_LV | Simple method region | 50834.1783 | 0.9035 | 45928.6801 | VECT | 5.2178e-21 | 2.3965e-16 | Simple method | 2.0948e-16
2020-08-01 | NMB_LV | Simple method region | 50834.1783 | 0.9035 | 45928.6801 | WAIP | 0 | 0 | Simple method | 0
2020-08-01 | NMB_LV | Simple method region | 50834.1783 | 0.9035 | 45928.6801 | WATA | 1.4153e-10 | 6.5004e-06 | Simple method | 5.6821e-06
2020-08-01 | NMB_LV | Simple method region | 50834.1783 | 0.9035 | 45928.6801 | WAV1 | 0.00031883 | 14.6435 | Simple method | 12.8001
2020-08-01 | NMB_LV | Simple method region | 50834.1783 | 0.9035 | 45928.6801 | WELE | 6.2685e-05 | 2.879 | Simple method | 2.5166
2020-08-01 | NMB_LV | Simple method region | 50834.1783 | 0.9035 | 45928.6801 | WNST | 1.3095e-23 | 6.0142e-19 | Simple method | 5.2571e-19
2020-08-01 | NMB_LV | Simple method region | 50834.1783 | 0.9035 | 45928.6801 | WPOW | 0.026674 | 1225.1213 | Simple method | 1070.8911
2020-08-01 | NMB_LV | Simple method region | 50834.1783 | 0.9035 | 45928.6801 | WTOM | 1.3101e-07 | 0.0060172 | Simple method | 0.0052597
2020-09-01 | NMB_LV | Simple method region | 30632.2331 | 0.5459 | 16722.136 | ALPE | 2.45e-05 | 0.40969 | Simple method | 0.35811
2020-09-01 | NMB_LV | Simple method region | 30632.2331 | 0.5459 | 16722.136 | BUEL | 0.038738 | 647.7793 | Simple method | 566.2305
2020-09-01 | NMB_LV | Simple method region | 30632.2331 | 0.5459 | 16722.136 | CHBP | 0 | 0 | Simple method | 0
2020-09-01 | NMB_LV | Simple method region | 30632.2331 | 0.5459 | 16722.136 | COUP | 0 | 0 | Simple method | 0
2020-09-01 | NMB_LV | Simple method region | 30632.2331 | 0.5459 | 16722.136 | CTCT | 0.027553 | 460.7399 | Simple method | 402.7375
2020-09-01 | NMB_LV | Simple method region | 30632.2331 | 0.5459 | 16722.136 | DUNE | 0.00046031 | 7.6973 | Simple method | 6.7283
2020-09-01 | NMB_LV | Simple method region | 30632.2331 | 0.5459 | 16722.136 | EASH | 6.0201e-05 | 1.0067 | Simple method | 0.87995
2020-09-01 | NMB_LV | Simple method region | 30632.2331 | 0.5459 | 16722.136 | EAST | 0 | 0 | Simple method | 0
2020-09-01 | NMB_LV | Simple method region | 30632.2331 | 0.5459 | 16722.136 | GENE | 0.035261 | 589.6367 | Simple method | 515.4075
2020-09-01 | NMB_LV | Simple method region | 30632.2331 | 0.5459 | 16722.136 | HORO | 6.7379e-07 | 0.011267 | Simple method | 0.0098488
2020-09-01 | NMB_LV | Simple method region | 30632.2331 | 0.5459 | 16722.136 | HRZE | 3.0606e-06 | 0.051179 | Simple method | 0.044737
2020-09-01 | NMB_LV | Simple method region | 30632.2331 | 0.5459 | 16722.136 | KIWI | 3.4211e-06 | 0.057208 | Simple method | 0.050006
2020-09-01 | NMB_LV | Simple method region | 30632.2331 | 0.5459 | 16722.136 | KUPE | 0 | 0 | Simple method | 0
2020-09-01 | NMB_LV | Simple method region | 30632.2331 | 0.5459 | 16722.136 | MARL | 0.37327 | 6241.8491 | Simple method | 5456.0644
2020-09-01 | NMB_LV | Simple method region | 30632.2331 | 0.5459 | 16722.136 | MELT | 5.7506e-06 | 0.096162 | Simple method | 0.084056
2020-09-01 | NMB_LV | Simple method region | 30632.2331 | 0.5459 | 16722.136 | MELW | 2.3126e-07 | 0.0038672 | Simple method | 0.0033803
2020-09-01 | NMB_LV | Simple method region | 30632.2331 | 0.5459 | 16722.136 | MERI | 0.31733 | 5306.4394 | Simple method | 4638.4131
2020-09-01 | NMB_LV | Simple method region | 30632.2331 | 0.5459 | 16722.136 | METH | 0 | 0 | Simple method | 0
2020-09-01 | NMB_LV | Simple method region | 30632.2331 | 0.5459 | 16722.136 | MPOW | 0.0029237 | 48.8906 | Simple method | 42.7358
2020-09-01 | NMB_LV | Simple method region | 30632.2331 | 0.5459 | 16722.136 | MRPL | 0.0020124 | 33.6515 | Simple method | 29.4151
2020-09-01 | NMB_LV | Simple method region | 30632.2331 | 0.5459 | 16722.136 | MSVP | 0.00054447 | 9.1047 | Simple method | 7.9585
2020-09-01 | NMB_LV | Simple method region | 30632.2331 | 0.5459 | 16722.136 | NAPA | 0.00083027 | 13.8839 | Simple method | 12.1361
2020-09-01 | NMB_LV | Simple method region | 30632.2331 | 0.5459 | 16722.136 | NELS | 2.2459e-06 | 0.037555 | Simple method | 0.032828
2020-09-01 | NMB_LV | Simple method region | 30632.2331 | 0.5459 | 16722.136 | NPOW | 1.4935e-20 | 2.4975e-16 | Simple method | 2.1831e-16
2020-09-01 | NMB_LV | Simple method region | 30632.2331 | 0.5459 | 16722.136 | NTRG | 0.0005073 | 8.4831 | Simple method | 7.4152
2020-09-01 | NMB_LV | Simple method region | 30632.2331 | 0.5459 | 16722.136 | NZAS | 4.1313e-20 | 6.9085e-16 | Simple method | 6.0388e-16
2020-09-01 | NMB_LV | Simple method region | 30632.2331 | 0.5459 | 16722.136 | NZST | 1.4592e-15 | 2.44e-11 | Simple method | 2.1329e-11
2020-09-01 | NMB_LV | Simple method region | 30632.2331 | 0.5459 | 16722.136 | OMVP | 0 | 0 | Simple method | 0
2020-09-01 | NMB_LV | Simple method region | 30632.2331 | 0.5459 | 16722.136 | ORON | 0.012681 | 212.0504 | Simple method | 185.3554
2020-09-01 | NMB_LV | Simple method region | 30632.2331 | 0.5459 | 16722.136 | PANP | 0 | 0 | Simple method | 0
2020-09-01 | NMB_LV | Simple method region | 30632.2331 | 0.5459 | 16722.136 | POCO | 4.8926e-06 | 0.081815 | Simple method | 0.071515
2020-09-01 | NMB_LV | Simple method region | 30632.2331 | 0.5459 | 16722.136 | POWN | 0.00041732 | 6.9784 | Simple method | 6.0999
2020-09-01 | NMB_LV | Simple method region | 30632.2331 | 0.5459 | 16722.136 | RAYN | 0 | 0 | Simple method | 0
2020-09-01 | NMB_LV | Simple method region | 30632.2331 | 0.5459 | 16722.136 | SCAN | 0 | 0 | Simple method | 0
2020-09-01 | NMB_LV | Simple method region | 30632.2331 | 0.5459 | 16722.136 | SCGL | 1.0939e-14 | 1.8293e-10 | Simple method | 1.599e-10
2020-09-01 | NMB_LV | Simple method region | 30632.2331 | 0.5459 | 16722.136 | SHPK | 0 | 0 | Simple method | 0
2020-09-01 | NMB_LV | Simple method region | 30632.2331 | 0.5459 | 16722.136 | SKOG | 9.6753e-05 | 1.6179 | Simple method | 1.4142
2020-09-01 | NMB_LV | Simple method region | 30632.2331 | 0.5459 | 16722.136 | SOLE | 0 | 0 | Simple method | 0
2020-09-01 | NMB_LV | Simple method region | 30632.2331 | 0.5459 | 16722.136 | SOU2 | 1.0374e-05 | 0.17348 | Simple method | 0.15164
2020-09-01 | NMB_LV | Simple method region | 30632.2331 | 0.5459 | 16722.136 | TARW | 0.00031013 | 5.186 | Simple method | 4.5331
2020-09-01 | NMB_LV | Simple method region | 30632.2331 | 0.5459 | 16722.136 | TASM | 0.11119 | 1859.3206 | Simple method | 1625.2512
2020-09-01 | NMB_LV | Simple method region | 30632.2331 | 0.5459 | 16722.136 | TBOP | 3.029e-06 | 0.050652 | Simple method | 0.044275
2020-09-01 | NMB_LV | Simple method region | 30632.2331 | 0.5459 | 16722.136 | TOD3 | 1.5907e-05 | 0.266 | Simple method | 0.23251
2020-09-01 | NMB_LV | Simple method region | 30632.2331 | 0.5459 | 16722.136 | TOPE | 2.5219e-21 | 4.2172e-17 | Simple method | 3.6863e-17
2020-09-01 | NMB_LV | Simple method region | 30632.2331 | 0.5459 | 16722.136 | TRNZ | 2.2141e-07 | 0.0037024 | Simple method | 0.0032363
2020-09-01 | NMB_LV | Simple method region | 30632.2331 | 0.5459 | 16722.136 | TRUG | 0.048455 | 810.2658 | Simple method | 708.2617
2020-09-01 | NMB_LV | Simple method region | 30632.2331 | 0.5459 | 16722.136 | UNET | 7.0641e-05 | 1.1813 | Simple method | 1.0326
2020-09-01 | NMB_LV | Simple method region | 30632.2331 | 0.5459 | 16722.136 | UNIS | 0.00016119 | 2.6954 | Simple method | 2.3561
2020-09-01 | NMB_LV | Simple method region | 30632.2331 | 0.5459 | 16722.136 | VECT | 5.2178e-21 | 8.7253e-17 | Simple method | 7.6269e-17
2020-09-01 | NMB_LV | Simple method region | 30632.2331 | 0.5459 | 16722.136 | WAIP | 0 | 0 | Simple method | 0
2020-09-01 | NMB_LV | Simple method region | 30632.2331 | 0.5459 | 16722.136 | WATA | 1.4153e-10 | 2.3667e-06 | Simple method | 2.0688e-06
2020-09-01 | NMB_LV | Simple method region | 30632.2331 | 0.5459 | 16722.136 | WAV1 | 0.00031883 | 5.3316 | Simple method | 4.6604
2020-09-01 | NMB_LV | Simple method region | 30632.2331 | 0.5459 | 16722.136 | WELE | 6.2685e-05 | 1.0482 | Simple method | 0.91627
2020-09-01 | NMB_LV | Simple method region | 30632.2331 | 0.5459 | 16722.136 | WNST | 1.3095e-23 | 2.1897e-19 | Simple method | 1.914e-19
2020-09-01 | NMB_LV | Simple method region | 30632.2331 | 0.5459 | 16722.136 | WPOW | 0.026674 | 446.0534 | Simple method | 389.8999
2020-09-01 | NMB_LV | Simple method region | 30632.2331 | 0.5459 | 16722.136 | WTOM | 1.3101e-07 | 0.0021908 | Simple method | 0.001915
2020-10-01 | NMB_LV | Simple method region | 21491.9469 | 0.4566 | 9813.223 | ALPE | 2.45e-05 | 0.24042 | Simple method | 0.21016
2020-10-01 | NMB_LV | Simple method region | 21491.9469 | 0.4566 | 9813.223 | BUEL | 0.038738 | 380.143 | Simple method | 332.2869
2020-10-01 | NMB_LV | Simple method region | 21491.9469 | 0.4566 | 9813.223 | CHBP | 0 | 0 | Simple method | 0
2020-10-01 | NMB_LV | Simple method region | 21491.9469 | 0.4566 | 9813.223 | COUP | 0 | 0 | Simple method | 0
2020-10-01 | NMB_LV | Simple method region | 21491.9469 | 0.4566 | 9813.223 | CTCT | 0.027553 | 270.3808 | Simple method | 236.3426
2020-10-01 | NMB_LV | Simple method region | 21491.9469 | 0.4566 | 9813.223 | DUNE | 0.00046031 | 4.5171 | Simple method | 3.9484
2020-10-01 | NMB_LV | Simple method region | 21491.9469 | 0.4566 | 9813.223 | EASH | 6.0201e-05 | 0.59076 | Simple method | 0.51639
2020-10-01 | NMB_LV | Simple method region | 21491.9469 | 0.4566 | 9813.223 | EAST | 0 | 0 | Simple method | 0
2020-10-01 | NMB_LV | Simple method region | 21491.9469 | 0.4566 | 9813.223 | GENE | 0.035261 | 346.0226 | Simple method | 302.4619
2020-10-01 | NMB_LV | Simple method region | 21491.9469 | 0.4566 | 9813.223 | HORO | 6.7379e-07 | 0.0066121 | Simple method | 0.0057797
2020-10-01 | NMB_LV | Simple method region | 21491.9469 | 0.4566 | 9813.223 | HRZE | 3.0606e-06 | 0.030034 | Simple method | 0.026253
2020-10-01 | NMB_LV | Simple method region | 21491.9469 | 0.4566 | 9813.223 | KIWI | 3.4211e-06 | 0.033572 | Simple method | 0.029345
2020-10-01 | NMB_LV | Simple method region | 21491.9469 | 0.4566 | 9813.223 | KUPE | 0 | 0 | Simple method | 0
2020-10-01 | NMB_LV | Simple method region | 21491.9469 | 0.4566 | 9813.223 | MARL | 0.37327 | 3662.9685 | Simple method | 3201.8383
2020-10-01 | NMB_LV | Simple method region | 21491.9469 | 0.4566 | 9813.223 | MELT | 5.7506e-06 | 0.056432 | Simple method | 0.049328
2020-10-01 | NMB_LV | Simple method region | 21491.9469 | 0.4566 | 9813.223 | MELW | 2.3126e-07 | 0.0022694 | Simple method | 0.0019837
2020-10-01 | NMB_LV | Simple method region | 21491.9469 | 0.4566 | 9813.223 | MERI | 0.31733 | 3114.0324 | Simple method | 2722.0077
2020-10-01 | NMB_LV | Simple method region | 21491.9469 | 0.4566 | 9813.223 | METH | 0 | 0 | Simple method | 0
2020-10-01 | NMB_LV | Simple method region | 21491.9469 | 0.4566 | 9813.223 | MPOW | 0.0029237 | 28.691 | Simple method | 25.0791
2020-10-01 | NMB_LV | Simple method region | 21491.9469 | 0.4566 | 9813.223 | MRPL | 0.0020124 | 19.7481 | Simple method | 17.262
2020-10-01 | NMB_LV | Simple method region | 21491.9469 | 0.4566 | 9813.223 | MSVP | 0.00054447 | 5.343 | Simple method | 4.6704
2020-10-01 | NMB_LV | Simple method region | 21491.9469 | 0.4566 | 9813.223 | NAPA | 0.00083027 | 8.1476 | Simple method | 7.1219
2020-10-01 | NMB_LV | Simple method region | 21491.9469 | 0.4566 | 9813.223 | NELS | 2.2459e-06 | 0.022039 | Simple method | 0.019265
2020-10-01 | NMB_LV | Simple method region | 21491.9469 | 0.4566 | 9813.223 | NPOW | 1.4935e-20 | 1.4656e-16 | Simple method | 1.2811e-16
2020-10-01 | NMB_LV | Simple method region | 21491.9469 | 0.4566 | 9813.223 | NTRG | 0.0005073 | 4.9782 | Simple method | 4.3515
2020-10-01 | NMB_LV | Simple method region | 21491.9469 | 0.4566 | 9813.223 | NZAS | 4.1313e-20 | 4.0542e-16 | Simple method | 3.5438e-16
2020-10-01 | NMB_LV | Simple method region | 21491.9469 | 0.4566 | 9813.223 | NZST | 1.4592e-15 | 1.4319e-11 | Simple method | 1.2517e-11
2020-10-01 | NMB_LV | Simple method region | 21491.9469 | 0.4566 | 9813.223 | OMVP | 0 | 0 | Simple method | 0
2020-10-01 | NMB_LV | Simple method region | 21491.9469 | 0.4566 | 9813.223 | ORON | 0.012681 | 124.4397 | Simple method | 108.774
2020-10-01 | NMB_LV | Simple method region | 21491.9469 | 0.4566 | 9813.223 | PANP | 0 | 0 | Simple method | 0
2020-10-01 | NMB_LV | Simple method region | 21491.9469 | 0.4566 | 9813.223 | POCO | 4.8926e-06 | 0.048012 | Simple method | 0.041968
2020-10-01 | NMB_LV | Simple method region | 21491.9469 | 0.4566 | 9813.223 | POWN | 0.00041732 | 4.0952 | Simple method | 3.5797
2020-10-01 | NMB_LV | Simple method region | 21491.9469 | 0.4566 | 9813.223 | RAYN | 0 | 0 | Simple method | 0
2020-10-01 | NMB_LV | Simple method region | 21491.9469 | 0.4566 | 9813.223 | SCAN | 0 | 0 | Simple method | 0
2020-10-01 | NMB_LV | Simple method region | 21491.9469 | 0.4566 | 9813.223 | SCGL | 1.0939e-14 | 1.0735e-10 | Simple method | 9.3836e-11
2020-10-01 | NMB_LV | Simple method region | 21491.9469 | 0.4566 | 9813.223 | SHPK | 0 | 0 | Simple method | 0
2020-10-01 | NMB_LV | Simple method region | 21491.9469 | 0.4566 | 9813.223 | SKOG | 9.6753e-05 | 0.94946 | Simple method | 0.82993
2020-10-01 | NMB_LV | Simple method region | 21491.9469 | 0.4566 | 9813.223 | SOLE | 0 | 0 | Simple method | 0
2020-10-01 | NMB_LV | Simple method region | 21491.9469 | 0.4566 | 9813.223 | SOU2 | 1.0374e-05 | 0.10181 | Simple method | 0.08899
2020-10-01 | NMB_LV | Simple method region | 21491.9469 | 0.4566 | 9813.223 | TARW | 0.00031013 | 3.0433 | Simple method | 2.6602
2020-10-01 | NMB_LV | Simple method region | 21491.9469 | 0.4566 | 9813.223 | TASM | 0.11119 | 1091.1242 | Simple method | 953.7629
2020-10-01 | NMB_LV | Simple method region | 21491.9469 | 0.4566 | 9813.223 | TBOP | 3.029e-06 | 0.029725 | Simple method | 0.025983
2020-10-01 | NMB_LV | Simple method region | 21491.9469 | 0.4566 | 9813.223 | TOD3 | 1.5907e-05 | 0.1561 | Simple method | 0.13645
2020-10-01 | NMB_LV | Simple method region | 21491.9469 | 0.4566 | 9813.223 | TOPE | 2.5219e-21 | 2.4748e-17 | Simple method | 2.1633e-17
2020-10-01 | NMB_LV | Simple method region | 21491.9469 | 0.4566 | 9813.223 | TRNZ | 2.2141e-07 | 0.0021727 | Simple method | 0.0018992
2020-10-01 | NMB_LV | Simple method region | 21491.9469 | 0.4566 | 9813.223 | TRUG | 0.048455 | 475.4966 | Simple method | 415.6365
2020-10-01 | NMB_LV | Simple method region | 21491.9469 | 0.4566 | 9813.223 | UNET | 7.0641e-05 | 0.69322 | Simple method | 0.60595
2020-10-01 | NMB_LV | Simple method region | 21491.9469 | 0.4566 | 9813.223 | UNIS | 0.00016119 | 1.5818 | Simple method | 1.3826
2020-10-01 | NMB_LV | Simple method region | 21491.9469 | 0.4566 | 9813.223 | VECT | 5.2178e-21 | 5.1204e-17 | Simple method | 4.4758e-17
2020-10-01 | NMB_LV | Simple method region | 21491.9469 | 0.4566 | 9813.223 | WAIP | 0 | 0 | Simple method | 0
2020-10-01 | NMB_LV | Simple method region | 21491.9469 | 0.4566 | 9813.223 | WATA | 1.4153e-10 | 1.3889e-06 | Simple method | 1.214e-06
2020-10-01 | NMB_LV | Simple method region | 21491.9469 | 0.4566 | 9813.223 | WAV1 | 0.00031883 | 3.1288 | Simple method | 2.7349
2020-10-01 | NMB_LV | Simple method region | 21491.9469 | 0.4566 | 9813.223 | WELE | 6.2685e-05 | 0.61514 | Simple method | 0.5377
2020-10-01 | NMB_LV | Simple method region | 21491.9469 | 0.4566 | 9813.223 | WNST | 1.3095e-23 | 1.285e-19 | Simple method | 1.1232e-19
2020-10-01 | NMB_LV | Simple method region | 21491.9469 | 0.4566 | 9813.223 | WPOW | 0.026674 | 261.7621 | Simple method | 228.809
2020-10-01 | NMB_LV | Simple method region | 21491.9469 | 0.4566 | 9813.223 | WTOM | 1.3101e-07 | 0.0012856 | Simple method | 0.0011238
2020-11-01 | NMB_LV | Simple method region | 38777.174 | 0.545 | 21133.5598 | ALPE | 2.45e-05 | 0.51777 | Simple method | 0.45259
2020-11-01 | NMB_LV | Simple method region | 38777.174 | 0.545 | 21133.5598 | BUEL | 0.038738 | 818.6683 | Simple method | 715.6063
2020-11-01 | NMB_LV | Simple method region | 38777.174 | 0.545 | 21133.5598 | CHBP | 0 | 0 | Simple method | 0
2020-11-01 | NMB_LV | Simple method region | 38777.174 | 0.545 | 21133.5598 | COUP | 0 | 0 | Simple method | 0
2020-11-01 | NMB_LV | Simple method region | 38777.174 | 0.545 | 21133.5598 | CTCT | 0.027553 | 582.2866 | Simple method | 508.9827
2020-11-01 | NMB_LV | Simple method region | 38777.174 | 0.545 | 21133.5598 | DUNE | 0.00046031 | 9.7279 | Simple method | 8.5033
2020-11-01 | NMB_LV | Simple method region | 38777.174 | 0.545 | 21133.5598 | EASH | 6.0201e-05 | 1.2723 | Simple method | 1.1121
2020-11-01 | NMB_LV | Simple method region | 38777.174 | 0.545 | 21133.5598 | EAST | 0 | 0 | Simple method | 0
2020-11-01 | NMB_LV | Simple method region | 38777.174 | 0.545 | 21133.5598 | GENE | 0.035261 | 745.1873 | Simple method | 651.3759
2020-11-01 | NMB_LV | Simple method region | 38777.174 | 0.545 | 21133.5598 | HORO | 6.7379e-07 | 0.01424 | Simple method | 0.012447
2020-11-01 | NMB_LV | Simple method region | 38777.174 | 0.545 | 21133.5598 | HRZE | 3.0606e-06 | 0.064681 | Simple method | 0.056538
2020-11-01 | NMB_LV | Simple method region | 38777.174 | 0.545 | 21133.5598 | KIWI | 3.4211e-06 | 0.072299 | Simple method | 0.063198
2020-11-01 | NMB_LV | Simple method region | 38777.174 | 0.545 | 21133.5598 | KUPE | 0 | 0 | Simple method | 0
2020-11-01 | NMB_LV | Simple method region | 38777.174 | 0.545 | 21133.5598 | MARL | 0.37327 | 7888.4954 | Simple method | 6895.4147
2020-11-01 | NMB_LV | Simple method region | 38777.174 | 0.545 | 21133.5598 | MELT | 5.7506e-06 | 0.12153 | Simple method | 0.10623
2020-11-01 | NMB_LV | Simple method region | 38777.174 | 0.545 | 21133.5598 | MELW | 2.3126e-07 | 0.0048874 | Simple method | 0.0042721
2020-11-01 | NMB_LV | Simple method region | 38777.174 | 0.545 | 21133.5598 | MERI | 0.31733 | 6706.3176 | Simple method | 5862.061
2020-11-01 | NMB_LV | Simple method region | 38777.174 | 0.545 | 21133.5598 | METH | 0 | 0 | Simple method | 0
2020-11-01 | NMB_LV | Simple method region | 38777.174 | 0.545 | 21133.5598 | MPOW | 0.0029237 | 61.7883 | Simple method | 54.0098
2020-11-01 | NMB_LV | Simple method region | 38777.174 | 0.545 | 21133.5598 | MRPL | 0.0020124 | 42.529 | Simple method | 37.1751
2020-11-01 | NMB_LV | Simple method region | 38777.174 | 0.545 | 21133.5598 | MSVP | 0.00054447 | 11.5065 | Simple method | 10.058
2020-11-01 | NMB_LV | Simple method region | 38777.174 | 0.545 | 21133.5598 | NAPA | 0.00083027 | 17.5466 | Simple method | 15.3376
2020-11-01 | NMB_LV | Simple method region | 38777.174 | 0.545 | 21133.5598 | NELS | 2.2459e-06 | 0.047463 | Simple method | 0.041488
2020-11-01 | NMB_LV | Simple method region | 38777.174 | 0.545 | 21133.5598 | NPOW | 1.4935e-20 | 3.1563e-16 | Simple method | 2.759e-16
2020-11-01 | NMB_LV | Simple method region | 38777.174 | 0.545 | 21133.5598 | NTRG | 0.0005073 | 10.721 | Simple method | 9.3713
2020-11-01 | NMB_LV | Simple method region | 38777.174 | 0.545 | 21133.5598 | NZAS | 4.1313e-20 | 8.731e-16 | Simple method | 7.6318e-16
2020-11-01 | NMB_LV | Simple method region | 38777.174 | 0.545 | 21133.5598 | NZST | 1.4592e-15 | 3.0837e-11 | Simple method | 2.6955e-11
2020-11-01 | NMB_LV | Simple method region | 38777.174 | 0.545 | 21133.5598 | OMVP | 0 | 0 | Simple method | 0
2020-11-01 | NMB_LV | Simple method region | 38777.174 | 0.545 | 21133.5598 | ORON | 0.012681 | 267.9909 | Simple method | 234.2536
2020-11-01 | NMB_LV | Simple method region | 38777.174 | 0.545 | 21133.5598 | PANP | 0 | 0 | Simple method | 0
2020-11-01 | NMB_LV | Simple method region | 38777.174 | 0.545 | 21133.5598 | POCO | 4.8926e-06 | 0.1034 | Simple method | 0.090382
2020-11-01 | NMB_LV | Simple method region | 38777.174 | 0.545 | 21133.5598 | POWN | 0.00041732 | 8.8194 | Simple method | 7.7091
2020-11-01 | NMB_LV | Simple method region | 38777.174 | 0.545 | 21133.5598 | RAYN | 0 | 0 | Simple method | 0
2020-11-01 | NMB_LV | Simple method region | 38777.174 | 0.545 | 21133.5598 | SCAN | 0 | 0 | Simple method | 0
2020-11-01 | NMB_LV | Simple method region | 38777.174 | 0.545 | 21133.5598 | SCGL | 1.0939e-14 | 2.3119e-10 | Simple method | 2.0208e-10
2020-11-01 | NMB_LV | Simple method region | 38777.174 | 0.545 | 21133.5598 | SHPK | 0 | 0 | Simple method | 0
2020-11-01 | NMB_LV | Simple method region | 38777.174 | 0.545 | 21133.5598 | SKOG | 9.6753e-05 | 2.0447 | Simple method | 1.7873
2020-11-01 | NMB_LV | Simple method region | 38777.174 | 0.545 | 21133.5598 | SOLE | 0 | 0 | Simple method | 0
2020-11-01 | NMB_LV | Simple method region | 38777.174 | 0.545 | 21133.5598 | SOU2 | 1.0374e-05 | 0.21925 | Simple method | 0.19165
2020-11-01 | NMB_LV | Simple method region | 38777.174 | 0.545 | 21133.5598 | TARW | 0.00031013 | 6.5541 | Simple method | 5.729
2020-11-01 | NMB_LV | Simple method region | 38777.174 | 0.545 | 21133.5598 | TASM | 0.11119 | 2349.8232 | Simple method | 2054.0046
2020-11-01 | NMB_LV | Simple method region | 38777.174 | 0.545 | 21133.5598 | TBOP | 3.029e-06 | 0.064014 | Simple method | 0.055956
2020-11-01 | NMB_LV | Simple method region | 38777.174 | 0.545 | 21133.5598 | TOD3 | 1.5907e-05 | 0.33617 | Simple method | 0.29385
2020-11-01 | NMB_LV | Simple method region | 38777.174 | 0.545 | 21133.5598 | TOPE | 2.5219e-21 | 5.3297e-17 | Simple method | 4.6587e-17
2020-11-01 | NMB_LV | Simple method region | 38777.174 | 0.545 | 21133.5598 | TRNZ | 2.2141e-07 | 0.0046791 | Simple method | 0.0040901
2020-11-01 | NMB_LV | Simple method region | 38777.174 | 0.545 | 21133.5598 | TRUG | 0.048455 | 1024.02 | Simple method | 895.1064
2020-11-01 | NMB_LV | Simple method region | 38777.174 | 0.545 | 21133.5598 | UNET | 7.0641e-05 | 1.4929 | Simple method | 1.305
2020-11-01 | NMB_LV | Simple method region | 38777.174 | 0.545 | 21133.5598 | UNIS | 0.00016119 | 3.4065 | Simple method | 2.9776
2020-11-01 | NMB_LV | Simple method region | 38777.174 | 0.545 | 21133.5598 | VECT | 5.2178e-21 | 1.1027e-16 | Simple method | 9.6389e-17
2020-11-01 | NMB_LV | Simple method region | 38777.174 | 0.545 | 21133.5598 | WAIP | 0 | 0 | Simple method | 0
2020-11-01 | NMB_LV | Simple method region | 38777.174 | 0.545 | 21133.5598 | WATA | 1.4153e-10 | 2.9911e-06 | Simple method | 2.6145e-06
2020-11-01 | NMB_LV | Simple method region | 38777.174 | 0.545 | 21133.5598 | WAV1 | 0.00031883 | 6.7381 | Simple method | 5.8898
2020-11-01 | NMB_LV | Simple method region | 38777.174 | 0.545 | 21133.5598 | WELE | 6.2685e-05 | 1.3248 | Simple method | 1.158
2020-11-01 | NMB_LV | Simple method region | 38777.174 | 0.545 | 21133.5598 | WNST | 1.3095e-23 | 2.7674e-19 | Simple method | 2.419e-19
2020-11-01 | NMB_LV | Simple method region | 38777.174 | 0.545 | 21133.5598 | WPOW | 0.026674 | 563.7256 | Simple method | 492.7584
2020-11-01 | NMB_LV | Simple method region | 38777.174 | 0.545 | 21133.5598 | WTOM | 1.3101e-07 | 0.0027687 | Simple method | 0.0024202
2020-12-01 | NMB_LV | Simple method region | 35104.9252 | 0.5907 | 20736.4793 | ALPE | 2.45e-05 | 0.50804 | Simple method | 0.44408
2020-12-01 | NMB_LV | Simple method region | 35104.9252 | 0.5907 | 20736.4793 | BUEL | 0.038738 | 803.2862 | Simple method | 702.1607
2020-12-01 | NMB_LV | Simple method region | 35104.9252 | 0.5907 | 20736.4793 | CHBP | 0 | 0 | Simple method | 0
2020-12-01 | NMB_LV | Simple method region | 35104.9252 | 0.5907 | 20736.4793 | COUP | 0 | 0 | Simple method | 0
2020-12-01 | NMB_LV | Simple method region | 35104.9252 | 0.5907 | 20736.4793 | CTCT | 0.027553 | 571.3459 | Simple method | 499.4193
2020-12-01 | NMB_LV | Simple method region | 35104.9252 | 0.5907 | 20736.4793 | DUNE | 0.00046031 | 9.5452 | Simple method | 8.3435
2020-12-01 | NMB_LV | Simple method region | 35104.9252 | 0.5907 | 20736.4793 | EASH | 6.0201e-05 | 1.2483 | Simple method | 1.0912
2020-12-01 | NMB_LV | Simple method region | 35104.9252 | 0.5907 | 20736.4793 | EAST | 0 | 0 | Simple method | 0
2020-12-01 | NMB_LV | Simple method region | 35104.9252 | 0.5907 | 20736.4793 | GENE | 0.035261 | 731.1859 | Simple method | 639.1371
2020-12-01 | NMB_LV | Simple method region | 35104.9252 | 0.5907 | 20736.4793 | HORO | 6.7379e-07 | 0.013972 | Simple method | 0.012213
2020-12-01 | NMB_LV | Simple method region | 35104.9252 | 0.5907 | 20736.4793 | HRZE | 3.0606e-06 | 0.063466 | Simple method | 0.055476
2020-12-01 | NMB_LV | Simple method region | 35104.9252 | 0.5907 | 20736.4793 | KIWI | 3.4211e-06 | 0.070941 | Simple method | 0.06201
2020-12-01 | NMB_LV | Simple method region | 35104.9252 | 0.5907 | 20736.4793 | KUPE | 0 | 0 | Simple method | 0
2020-12-01 | NMB_LV | Simple method region | 35104.9252 | 0.5907 | 20736.4793 | MARL | 0.37327 | 7740.2777 | Simple method | 6765.8561
2020-12-01 | NMB_LV | Simple method region | 35104.9252 | 0.5907 | 20736.4793 | MELT | 5.7506e-06 | 0.11925 | Simple method | 0.10423
2020-12-01 | NMB_LV | Simple method region | 35104.9252 | 0.5907 | 20736.4793 | MELW | 2.3126e-07 | 0.0047955 | Simple method | 0.0041918
2020-12-01 | NMB_LV | Simple method region | 35104.9252 | 0.5907 | 20736.4793 | MERI | 0.31733 | 6580.3119 | Simple method | 5751.9182
2020-12-01 | NMB_LV | Simple method region | 35104.9252 | 0.5907 | 20736.4793 | METH | 0 | 0 | Simple method | 0
2020-12-01 | NMB_LV | Simple method region | 35104.9252 | 0.5907 | 20736.4793 | MPOW | 0.0029237 | 60.6274 | Simple method | 52.995
2020-12-01 | NMB_LV | Simple method region | 35104.9252 | 0.5907 | 20736.4793 | MRPL | 0.0020124 | 41.7299 | Simple method | 36.4766
2020-12-01 | NMB_LV | Simple method region | 35104.9252 | 0.5907 | 20736.4793 | MSVP | 0.00054447 | 11.2903 | Simple method | 9.869
2020-12-01 | NMB_LV | Simple method region | 35104.9252 | 0.5907 | 20736.4793 | NAPA | 0.00083027 | 17.2169 | Simple method | 15.0495
2020-12-01 | NMB_LV | Simple method region | 35104.9252 | 0.5907 | 20736.4793 | NELS | 2.2459e-06 | 0.046571 | Simple method | 0.040708
2020-12-01 | NMB_LV | Simple method region | 35104.9252 | 0.5907 | 20736.4793 | NPOW | 1.4935e-20 | 3.097e-16 | Simple method | 2.7071e-16
2020-12-01 | NMB_LV | Simple method region | 35104.9252 | 0.5907 | 20736.4793 | NTRG | 0.0005073 | 10.5196 | Simple method | 9.1953
2020-12-01 | NMB_LV | Simple method region | 35104.9252 | 0.5907 | 20736.4793 | NZAS | 4.1313e-20 | 8.5669e-16 | Simple method | 7.4884e-16
2020-12-01 | NMB_LV | Simple method region | 35104.9252 | 0.5907 | 20736.4793 | NZST | 1.4592e-15 | 3.0258e-11 | Simple method | 2.6449e-11
2020-12-01 | NMB_LV | Simple method region | 35104.9252 | 0.5907 | 20736.4793 | OMVP | 0 | 0 | Simple method | 0
2020-12-01 | NMB_LV | Simple method region | 35104.9252 | 0.5907 | 20736.4793 | ORON | 0.012681 | 262.9555 | Simple method | 229.8521
2020-12-01 | NMB_LV | Simple method region | 35104.9252 | 0.5907 | 20736.4793 | PANP | 0 | 0 | Simple method | 0
2020-12-01 | NMB_LV | Simple method region | 35104.9252 | 0.5907 | 20736.4793 | POCO | 4.8926e-06 | 0.10146 | Simple method | 0.088683
2020-12-01 | NMB_LV | Simple method region | 35104.9252 | 0.5907 | 20736.4793 | POWN | 0.00041732 | 8.6537 | Simple method | 7.5643
2020-12-01 | NMB_LV | Simple method region | 35104.9252 | 0.5907 | 20736.4793 | RAYN | 0 | 0 | Simple method | 0
2020-12-01 | NMB_LV | Simple method region | 35104.9252 | 0.5907 | 20736.4793 | SCAN | 0 | 0 | Simple method | 0
2020-12-01 | NMB_LV | Simple method region | 35104.9252 | 0.5907 | 20736.4793 | SCGL | 1.0939e-14 | 2.2684e-10 | Simple method | 1.9829e-10
2020-12-01 | NMB_LV | Simple method region | 35104.9252 | 0.5907 | 20736.4793 | SHPK | 0 | 0 | Simple method | 0
2020-12-01 | NMB_LV | Simple method region | 35104.9252 | 0.5907 | 20736.4793 | SKOG | 9.6753e-05 | 2.0063 | Simple method | 1.7537
2020-12-01 | NMB_LV | Simple method region | 35104.9252 | 0.5907 | 20736.4793 | SOLE | 0 | 0 | Simple method | 0
2020-12-01 | NMB_LV | Simple method region | 35104.9252 | 0.5907 | 20736.4793 | SOU2 | 1.0374e-05 | 0.21513 | Simple method | 0.18805
2020-12-01 | NMB_LV | Simple method region | 35104.9252 | 0.5907 | 20736.4793 | TARW | 0.00031013 | 6.4309 | Simple method | 5.6213
2020-12-01 | NMB_LV | Simple method region | 35104.9252 | 0.5907 | 20736.4793 | TASM | 0.11119 | 2305.6721 | Simple method | 2015.4117
2020-12-01 | NMB_LV | Simple method region | 35104.9252 | 0.5907 | 20736.4793 | TBOP | 3.029e-06 | 0.062812 | Simple method | 0.054904
2020-12-01 | NMB_LV | Simple method region | 35104.9252 | 0.5907 | 20736.4793 | TOD3 | 1.5907e-05 | 0.32985 | Simple method | 0.28833
2020-12-01 | NMB_LV | Simple method region | 35104.9252 | 0.5907 | 20736.4793 | TOPE | 2.5219e-21 | 5.2296e-17 | Simple method | 4.5712e-17
2020-12-01 | NMB_LV | Simple method region | 35104.9252 | 0.5907 | 20736.4793 | TRNZ | 2.2141e-07 | 0.0045912 | Simple method | 0.0040132
2020-12-01 | NMB_LV | Simple method region | 35104.9252 | 0.5907 | 20736.4793 | TRUG | 0.048455 | 1004.7795 | Simple method | 878.2881
2020-12-01 | NMB_LV | Simple method region | 35104.9252 | 0.5907 | 20736.4793 | UNET | 7.0641e-05 | 1.4649 | Simple method | 1.2804
2020-12-01 | NMB_LV | Simple method region | 35104.9252 | 0.5907 | 20736.4793 | UNIS | 0.00016119 | 3.3425 | Simple method | 2.9217
2020-12-01 | NMB_LV | Simple method region | 35104.9252 | 0.5907 | 20736.4793 | VECT | 5.2178e-21 | 1.082e-16 | Simple method | 9.4578e-17
2020-12-01 | NMB_LV | Simple method region | 35104.9252 | 0.5907 | 20736.4793 | WAIP | 0 | 0 | Simple method | 0
2020-12-01 | NMB_LV | Simple method region | 35104.9252 | 0.5907 | 20736.4793 | WATA | 1.4153e-10 | 2.9349e-06 | Simple method | 2.5654e-06
2020-12-01 | NMB_LV | Simple method region | 35104.9252 | 0.5907 | 20736.4793 | WAV1 | 0.00031883 | 6.6115 | Simple method | 5.7791
2020-12-01 | NMB_LV | Simple method region | 35104.9252 | 0.5907 | 20736.4793 | WELE | 6.2685e-05 | 1.2999 | Simple method | 1.1362
2020-12-01 | NMB_LV | Simple method region | 35104.9252 | 0.5907 | 20736.4793 | WNST | 1.3095e-23 | 2.7154e-19 | Simple method | 2.3735e-19
2020-12-01 | NMB_LV | Simple method region | 35104.9252 | 0.5907 | 20736.4793 | WPOW | 0.026674 | 553.1338 | Simple method | 483.4999
2020-12-01 | NMB_LV | Simple method region | 35104.9252 | 0.5907 | 20736.4793 | WTOM | 1.3101e-07 | 0.0027167 | Simple method | 0.0023747
2021-01-01 | NMB_LV | Simple method region | 100701.3003 | 0.674 | 67872.6764 | ALPE | 2.45e-05 | 1.6629 | Simple method | 1.4535
2021-01-01 | NMB_LV | Simple method region | 100701.3003 | 0.674 | 67872.6764 | BUEL | 0.038738 | 2629.2403 | Simple method | 2298.2459
2021-01-01 | NMB_LV | Simple method region | 100701.3003 | 0.674 | 67872.6764 | CHBP | 0 | 0 | Simple method | 0
2021-01-01 | NMB_LV | Simple method region | 100701.3003 | 0.674 | 67872.6764 | COUP | 0 | 0 | Simple method | 0
2021-01-01 | NMB_LV | Simple method region | 100701.3003 | 0.674 | 67872.6764 | CTCT | 0.027553 | 1870.0752 | Simple method | 1634.652
2021-01-01 | NMB_LV | Simple method region | 100701.3003 | 0.674 | 67872.6764 | DUNE | 0.00046031 | 31.2423 | Simple method | 27.3092
2021-01-01 | NMB_LV | Simple method region | 100701.3003 | 0.674 | 67872.6764 | EASH | 6.0201e-05 | 4.086 | Simple method | 3.5716
2021-01-01 | NMB_LV | Simple method region | 100701.3003 | 0.674 | 67872.6764 | EAST | 0 | 0 | Simple method | 0
2021-01-01 | NMB_LV | Simple method region | 100701.3003 | 0.674 | 67872.6764 | GENE | 0.035261 | 2393.2483 | Simple method | 2091.9629
2021-01-01 | NMB_LV | Simple method region | 100701.3003 | 0.674 | 67872.6764 | HORO | 6.7379e-07 | 0.045732 | Simple method | 0.039975
2021-01-01 | NMB_LV | Simple method region | 100701.3003 | 0.674 | 67872.6764 | HRZE | 3.0606e-06 | 0.20773 | Simple method | 0.18158
2021-01-01 | NMB_LV | Simple method region | 100701.3003 | 0.674 | 67872.6764 | KIWI | 3.4211e-06 | 0.2322 | Simple method | 0.20297
2021-01-01 | NMB_LV | Simple method region | 100701.3003 | 0.674 | 67872.6764 | KUPE | 0 | 0 | Simple method | 0
2021-01-01 | NMB_LV | Simple method region | 100701.3003 | 0.674 | 67872.6764 | MARL | 0.37327 | 25334.7423 | Simple method | 22145.3582
2021-01-01 | NMB_LV | Simple method region | 100701.3003 | 0.674 | 67872.6764 | MELT | 5.7506e-06 | 0.39031 | Simple method | 0.34117
2021-01-01 | NMB_LV | Simple method region | 100701.3003 | 0.674 | 67872.6764 | MELW | 2.3126e-07 | 0.015696 | Simple method | 0.01372
2021-01-01 | NMB_LV | Simple method region | 100701.3003 | 0.674 | 67872.6764 | MERI | 0.31733 | 21538.0526 | Simple method | 18826.6327
2021-01-01 | NMB_LV | Simple method region | 100701.3003 | 0.674 | 67872.6764 | METH | 0 | 0 | Simple method | 0
2021-01-01 | NMB_LV | Simple method region | 100701.3003 | 0.674 | 67872.6764 | MPOW | 0.0029237 | 198.4398 | Simple method | 173.4583
2021-01-01 | NMB_LV | Simple method region | 100701.3003 | 0.674 | 67872.6764 | MRPL | 0.0020124 | 136.5865 | Simple method | 119.3916
2021-01-01 | NMB_LV | Simple method region | 100701.3003 | 0.674 | 67872.6764 | MSVP | 0.00054447 | 36.9544 | Simple method | 32.3023
2021-01-01 | NMB_LV | Simple method region | 100701.3003 | 0.674 | 67872.6764 | NAPA | 0.00083027 | 56.3527 | Simple method | 49.2585
2021-01-01 | NMB_LV | Simple method region | 100701.3003 | 0.674 | 67872.6764 | NELS | 2.2459e-06 | 0.15243 | Simple method | 0.13324
2021-01-01 | NMB_LV | Simple method region | 100701.3003 | 0.674 | 67872.6764 | NPOW | 1.4935e-20 | 1.0137e-15 | Simple method | 8.8608e-16
2021-01-01 | NMB_LV | Simple method region | 100701.3003 | 0.674 | 67872.6764 | NTRG | 0.0005073 | 34.4316 | Simple method | 30.097
2021-01-01 | NMB_LV | Simple method region | 100701.3003 | 0.674 | 67872.6764 | NZAS | 4.1313e-20 | 2.804e-15 | Simple method | 2.451e-15
2021-01-01 | NMB_LV | Simple method region | 100701.3003 | 0.674 | 67872.6764 | NZST | 1.4592e-15 | 9.9038e-11 | Simple method | 8.657e-11
2021-01-01 | NMB_LV | Simple method region | 100701.3003 | 0.674 | 67872.6764 | OMVP | 0 | 0 | Simple method | 0
2021-01-01 | NMB_LV | Simple method region | 100701.3003 | 0.674 | 67872.6764 | ORON | 0.012681 | 860.6811 | Simple method | 752.3302
2021-01-01 | NMB_LV | Simple method region | 100701.3003 | 0.674 | 67872.6764 | PANP | 0 | 0 | Simple method | 0
2021-01-01 | NMB_LV | Simple method region | 100701.3003 | 0.674 | 67872.6764 | POCO | 4.8926e-06 | 0.33207 | Simple method | 0.29027
2021-01-01 | NMB_LV | Simple method region | 100701.3003 | 0.674 | 67872.6764 | POWN | 0.00041732 | 28.3244 | Simple method | 24.7586
2021-01-01 | NMB_LV | Simple method region | 100701.3003 | 0.674 | 67872.6764 | RAYN | 0 | 0 | Simple method | 0
2021-01-01 | NMB_LV | Simple method region | 100701.3003 | 0.674 | 67872.6764 | SCAN | 0 | 0 | Simple method | 0
2021-01-01 | NMB_LV | Simple method region | 100701.3003 | 0.674 | 67872.6764 | SCGL | 1.0939e-14 | 7.4248e-10 | Simple method | 6.4901e-10
2021-01-01 | NMB_LV | Simple method region | 100701.3003 | 0.674 | 67872.6764 | SHPK | 0 | 0 | Simple method | 0
2021-01-01 | NMB_LV | Simple method region | 100701.3003 | 0.674 | 67872.6764 | SKOG | 9.6753e-05 | 6.5669 | Simple method | 5.7402
2021-01-01 | NMB_LV | Simple method region | 100701.3003 | 0.674 | 67872.6764 | SOLE | 0 | 0 | Simple method | 0
2021-01-01 | NMB_LV | Simple method region | 100701.3003 | 0.674 | 67872.6764 | SOU2 | 1.0374e-05 | 0.70414 | Simple method | 0.6155
2021-01-01 | NMB_LV | Simple method region | 100701.3003 | 0.674 | 67872.6764 | TARW | 0.00031013 | 21.0491 | Simple method | 18.3992
2021-01-01 | NMB_LV | Simple method region | 100701.3003 | 0.674 | 67872.6764 | TASM | 0.11119 | 7546.7072 | Simple method | 6596.6542
2021-01-01 | NMB_LV | Simple method region | 100701.3003 | 0.674 | 67872.6764 | TBOP | 3.029e-06 | 0.20559 | Simple method | 0.17971
2021-01-01 | NMB_LV | Simple method region | 100701.3003 | 0.674 | 67872.6764 | TOD3 | 1.5907e-05 | 1.0796 | Simple method | 0.94373
2021-01-01 | NMB_LV | Simple method region | 100701.3003 | 0.674 | 67872.6764 | TOPE | 2.5219e-21 | 1.7117e-16 | Simple method | 1.4962e-16
2021-01-01 | NMB_LV | Simple method region | 100701.3003 | 0.674 | 67872.6764 | TRNZ | 2.2141e-07 | 0.015028 | Simple method | 0.013136
2021-01-01 | NMB_LV | Simple method region | 100701.3003 | 0.674 | 67872.6764 | TRUG | 0.048455 | 3288.7491 | Simple method | 2874.7293
2021-01-01 | NMB_LV | Simple method region | 100701.3003 | 0.674 | 67872.6764 | UNET | 7.0641e-05 | 4.7946 | Simple method | 4.191
2021-01-01 | NMB_LV | Simple method region | 100701.3003 | 0.674 | 67872.6764 | UNIS | 0.00016119 | 10.9402 | Simple method | 9.563
2021-01-01 | NMB_LV | Simple method region | 100701.3003 | 0.674 | 67872.6764 | VECT | 5.2178e-21 | 3.5415e-16 | Simple method | 3.0956e-16
2021-01-01 | NMB_LV | Simple method region | 100701.3003 | 0.674 | 67872.6764 | WAIP | 0 | 0 | Simple method | 0
2021-01-01 | NMB_LV | Simple method region | 100701.3003 | 0.674 | 67872.6764 | WATA | 1.4153e-10 | 9.6062e-06 | Simple method | 8.3969e-06
2021-01-01 | NMB_LV | Simple method region | 100701.3003 | 0.674 | 67872.6764 | WAV1 | 0.00031883 | 21.64 | Simple method | 18.9157
2021-01-01 | NMB_LV | Simple method region | 100701.3003 | 0.674 | 67872.6764 | WELE | 6.2685e-05 | 4.2546 | Simple method | 3.719
2021-01-01 | NMB_LV | Simple method region | 100701.3003 | 0.674 | 67872.6764 | WNST | 1.3095e-23 | 8.8877e-19 | Simple method | 7.7688e-19
2021-01-01 | NMB_LV | Simple method region | 100701.3003 | 0.674 | 67872.6764 | WPOW | 0.026674 | 1810.4649 | Simple method | 1582.546
2021-01-01 | NMB_LV | Simple method region | 100701.3003 | 0.674 | 67872.6764 | WTOM | 1.3101e-07 | 0.0088921 | Simple method | 0.0077727
2021-02-01 | NMB_LV | Simple method region | 155516.8254 | 0.1953 | 30372.436 | ALPE | 2.45e-05 | 0.74412 | Simple method | 0.65044
2021-02-01 | NMB_LV | Simple method region | 155516.8254 | 0.1953 | 30372.436 | BUEL | 0.038738 | 1176.5623 | Simple method | 1028.4452
2021-02-01 | NMB_LV | Simple method region | 155516.8254 | 0.1953 | 30372.436 | CHBP | 0 | 0 | Simple method | 0
2021-02-01 | NMB_LV | Simple method region | 155516.8254 | 0.1953 | 30372.436 | COUP | 0 | 0 | Simple method | 0
2021-02-01 | NMB_LV | Simple method region | 155516.8254 | 0.1953 | 30372.436 | CTCT | 0.027553 | 836.8425 | Simple method | 731.4926
2021-02-01 | NMB_LV | Simple method region | 155516.8254 | 0.1953 | 30372.436 | DUNE | 0.00046031 | 13.9807 | Simple method | 12.2206
2021-02-01 | NMB_LV | Simple method region | 155516.8254 | 0.1953 | 30372.436 | EASH | 6.0201e-05 | 1.8284 | Simple method | 1.5983
2021-02-01 | NMB_LV | Simple method region | 155516.8254 | 0.1953 | 30372.436 | EAST | 0 | 0 | Simple method | 0
2021-02-01 | NMB_LV | Simple method region | 155516.8254 | 0.1953 | 30372.436 | GENE | 0.035261 | 1070.9579 | Simple method | 936.1353
2021-02-01 | NMB_LV | Simple method region | 155516.8254 | 0.1953 | 30372.436 | HORO | 6.7379e-07 | 0.020465 | Simple method | 0.017888
2021-02-01 | NMB_LV | Simple method region | 155516.8254 | 0.1953 | 30372.436 | HRZE | 3.0606e-06 | 0.092957 | Simple method | 0.081255
2021-02-01 | NMB_LV | Simple method region | 155516.8254 | 0.1953 | 30372.436 | KIWI | 3.4211e-06 | 0.10391 | Simple method | 0.090825
2021-02-01 | NMB_LV | Simple method region | 155516.8254 | 0.1953 | 30372.436 | KUPE | 0 | 0 | Simple method | 0
2021-02-01 | NMB_LV | Simple method region | 155516.8254 | 0.1953 | 30372.436 | MARL | 0.37327 | 11337.0782 | Simple method | 9909.8564
2021-02-01 | NMB_LV | Simple method region | 155516.8254 | 0.1953 | 30372.436 | MELT | 5.7506e-06 | 0.17466 | Simple method | 0.15267
2021-02-01 | NMB_LV | Simple method region | 155516.8254 | 0.1953 | 30372.436 | MELW | 2.3126e-07 | 0.007024 | Simple method | 0.0061397
2021-02-01 | NMB_LV | Simple method region | 155516.8254 | 0.1953 | 30372.436 | MERI | 0.31733 | 9638.0923 | Simple method | 8424.7554
2021-02-01 | NMB_LV | Simple method region | 155516.8254 | 0.1953 | 30372.436 | METH | 0 | 0 | Simple method | 0
2021-02-01 | NMB_LV | Simple method region | 155516.8254 | 0.1953 | 30372.436 | MPOW | 0.0029237 | 88.8001 | Simple method | 77.6211
2021-02-01 | NMB_LV | Simple method region | 155516.8254 | 0.1953 | 30372.436 | MRPL | 0.0020124 | 61.1213 | Simple method | 53.4267
2021-02-01 | NMB_LV | Simple method region | 155516.8254 | 0.1953 | 30372.436 | MSVP | 0.00054447 | 16.5368 | Simple method | 14.455
2021-02-01 | NMB_LV | Simple method region | 155516.8254 | 0.1953 | 30372.436 | NAPA | 0.00083027 | 25.2173 | Simple method | 22.0427
2021-02-01 | NMB_LV | Simple method region | 155516.8254 | 0.1953 | 30372.436 | NELS | 2.2459e-06 | 0.068212 | Simple method | 0.059625
2021-02-01 | NMB_LV | Simple method region | 155516.8254 | 0.1953 | 30372.436 | NPOW | 1.4935e-20 | 4.5362e-16 | Simple method | 3.9651e-16
2021-02-01 | NMB_LV | Simple method region | 155516.8254 | 0.1953 | 30372.436 | NTRG | 0.0005073 | 15.4078 | Simple method | 13.4682
2021-02-01 | NMB_LV | Simple method region | 155516.8254 | 0.1953 | 30372.436 | NZAS | 4.1313e-20 | 1.2548e-15 | Simple method | 1.0968e-15
2021-02-01 | NMB_LV | Simple method region | 155516.8254 | 0.1953 | 30372.436 | NZST | 1.4592e-15 | 4.4319e-11 | Simple method | 3.8739e-11
2021-02-01 | NMB_LV | Simple method region | 155516.8254 | 0.1953 | 30372.436 | OMVP | 0 | 0 | Simple method | 0
2021-02-01 | NMB_LV | Simple method region | 155516.8254 | 0.1953 | 30372.436 | ORON | 0.012681 | 385.1474 | Simple method | 336.6613
2021-02-01 | NMB_LV | Simple method region | 155516.8254 | 0.1953 | 30372.436 | PANP | 0 | 0 | Simple method | 0
2021-02-01 | NMB_LV | Simple method region | 155516.8254 | 0.1953 | 30372.436 | POCO | 4.8926e-06 | 0.1486 | Simple method | 0.12989
2021-02-01 | NMB_LV | Simple method region | 155516.8254 | 0.1953 | 30372.436 | POWN | 0.00041732 | 12.6749 | Simple method | 11.0793
2021-02-01 | NMB_LV | Simple method region | 155516.8254 | 0.1953 | 30372.436 | RAYN | 0 | 0 | Simple method | 0
2021-02-01 | NMB_LV | Simple method region | 155516.8254 | 0.1953 | 30372.436 | SCAN | 0 | 0 | Simple method | 0
2021-02-01 | NMB_LV | Simple method region | 155516.8254 | 0.1953 | 30372.436 | SCGL | 1.0939e-14 | 3.3226e-10 | Simple method | 2.9043e-10
2021-02-01 | NMB_LV | Simple method region | 155516.8254 | 0.1953 | 30372.436 | SHPK | 0 | 0 | Simple method | 0
2021-02-01 | NMB_LV | Simple method region | 155516.8254 | 0.1953 | 30372.436 | SKOG | 9.6753e-05 | 2.9386 | Simple method | 2.5687
2021-02-01 | NMB_LV | Simple method region | 155516.8254 | 0.1953 | 30372.436 | SOLE | 0 | 0 | Simple method | 0
2021-02-01 | NMB_LV | Simple method region | 155516.8254 | 0.1953 | 30372.436 | SOU2 | 1.0374e-05 | 0.3151 | Simple method | 0.27543
2021-02-01 | NMB_LV | Simple method region | 155516.8254 | 0.1953 | 30372.436 | TARW | 0.00031013 | 9.4193 | Simple method | 8.2335
2021-02-01 | NMB_LV | Simple method region | 155516.8254 | 0.1953 | 30372.436 | TASM | 0.11119 | 3377.0862 | Simple method | 2951.9457
2021-02-01 | NMB_LV | Simple method region | 155516.8254 | 0.1953 | 30372.436 | TBOP | 3.029e-06 | 0.091999 | Simple method | 0.080418
2021-02-01 | NMB_LV | Simple method region | 155516.8254 | 0.1953 | 30372.436 | TOD3 | 1.5907e-05 | 0.48313 | Simple method | 0.42231
2021-02-01 | NMB_LV | Simple method region | 155516.8254 | 0.1953 | 30372.436 | TOPE | 2.5219e-21 | 7.6597e-17 | Simple method | 6.6954e-17
2021-02-01 | NMB_LV | Simple method region | 155516.8254 | 0.1953 | 30372.436 | TRNZ | 2.2141e-07 | 0.0067247 | Simple method | 0.0058781
2021-02-01 | NMB_LV | Simple method region | 155516.8254 | 0.1953 | 30372.436 | TRUG | 0.048455 | 1471.6868 | Simple method | 1286.4165
2021-02-01 | NMB_LV | Simple method region | 155516.8254 | 0.1953 | 30372.436 | UNET | 7.0641e-05 | 2.1456 | Simple method | 1.8754
2021-02-01 | NMB_LV | Simple method region | 155516.8254 | 0.1953 | 30372.436 | UNIS | 0.00016119 | 4.8957 | Simple method | 4.2793
2021-02-01 | NMB_LV | Simple method region | 155516.8254 | 0.1953 | 30372.436 | VECT | 5.2178e-21 | 1.5848e-16 | Simple method | 1.3853e-16
2021-02-01 | NMB_LV | Simple method region | 155516.8254 | 0.1953 | 30372.436 | WAIP | 0 | 0 | Simple method | 0
2021-02-01 | NMB_LV | Simple method region | 155516.8254 | 0.1953 | 30372.436 | WATA | 1.4153e-10 | 4.2987e-06 | Simple method | 3.7575e-06
2021-02-01 | NMB_LV | Simple method region | 155516.8254 | 0.1953 | 30372.436 | WAV1 | 0.00031883 | 9.6837 | Simple method | 8.4646
2021-02-01 | NMB_LV | Simple method region | 155516.8254 | 0.1953 | 30372.436 | WELE | 6.2685e-05 | 1.9039 | Simple method | 1.6642
2021-02-01 | NMB_LV | Simple method region | 155516.8254 | 0.1953 | 30372.436 | WNST | 1.3095e-23 | 3.9772e-19 | Simple method | 3.4765e-19
2021-02-01 | NMB_LV | Simple method region | 155516.8254 | 0.1953 | 30372.436 | WPOW | 0.026674 | 810.1674 | Simple method | 708.1756
2021-02-01 | NMB_LV | Simple method region | 155516.8254 | 0.1953 | 30372.436 | WTOM | 1.3101e-07 | 0.0039791 | Simple method | 0.0034782
2021-03-01 | NMB_LV | Simple method region | 211993.7373 | 0.2048 | 43416.3174 | ALPE | 2.45e-05 | 1.0637 | Simple method | 0.92978
2021-03-01 | NMB_LV | Simple method region | 211993.7373 | 0.2048 | 43416.3174 | BUEL | 0.038738 | 1681.854 | Simple method | 1470.1258
2021-03-01 | NMB_LV | Simple method region | 211993.7373 | 0.2048 | 43416.3174 | CHBP | 0 | 0 | Simple method | 0
2021-03-01 | NMB_LV | Simple method region | 211993.7373 | 0.2048 | 43416.3174 | COUP | 0 | 0 | Simple method | 0
2021-03-01 | NMB_LV | Simple method region | 211993.7373 | 0.2048 | 43416.3174 | CTCT | 0.027553 | 1196.2366 | Simple method | 1045.6427
2021-03-01 | NMB_LV | Simple method region | 211993.7373 | 0.2048 | 43416.3174 | DUNE | 0.00046031 | 19.9848 | Simple method | 17.469
2021-03-01 | NMB_LV | Simple method region | 211993.7373 | 0.2048 | 43416.3174 | EASH | 6.0201e-05 | 2.6137 | Simple method | 2.2847
2021-03-01 | NMB_LV | Simple method region | 211993.7373 | 0.2048 | 43416.3174 | EAST | 0 | 0 | Simple method | 0
2021-03-01 | NMB_LV | Simple method region | 211993.7373 | 0.2048 | 43416.3174 | GENE | 0.035261 | 1530.8963 | Simple method | 1338.1722
2021-03-01 | NMB_LV | Simple method region | 211993.7373 | 0.2048 | 43416.3174 | HORO | 6.7379e-07 | 0.029254 | Simple method | 0.025571
2021-03-01 | NMB_LV | Simple method region | 211993.7373 | 0.2048 | 43416.3174 | HRZE | 3.0606e-06 | 0.13288 | Simple method | 0.11615
2021-03-01 | NMB_LV | Simple method region | 211993.7373 | 0.2048 | 43416.3174 | KIWI | 3.4211e-06 | 0.14853 | Simple method | 0.12983
2021-03-01 | NMB_LV | Simple method region | 211993.7373 | 0.2048 | 43416.3174 | KUPE | 0 | 0 | Simple method | 0
2021-03-01 | NMB_LV | Simple method region | 211993.7373 | 0.2048 | 43416.3174 | MARL | 0.37327 | 16205.9502 | Simple method | 14165.7873
2021-03-01 | NMB_LV | Simple method region | 211993.7373 | 0.2048 | 43416.3174 | MELT | 5.7506e-06 | 0.24967 | Simple method | 0.21824
2021-03-01 | NMB_LV | Simple method region | 211993.7373 | 0.2048 | 43416.3174 | MELW | 2.3126e-07 | 0.01004 | Simple method | 0.0087765
2021-03-01 | NMB_LV | Simple method region | 211993.7373 | 0.2048 | 43416.3174 | MERI | 0.31733 | 13777.3103 | Simple method | 12042.8883
2021-03-01 | NMB_LV | Simple method region | 211993.7373 | 0.2048 | 43416.3174 | METH | 0 | 0 | Simple method | 0
2021-03-01 | NMB_LV | Simple method region | 211993.7373 | 0.2048 | 43416.3174 | MPOW | 0.0029237 | 126.9366 | Simple method | 110.9566
2021-03-01 | NMB_LV | Simple method region | 211993.7373 | 0.2048 | 43416.3174 | MRPL | 0.0020124 | 87.3707 | Simple method | 76.3716
2021-03-01 | NMB_LV | Simple method region | 211993.7373 | 0.2048 | 43416.3174 | MSVP | 0.00054447 | 23.6388 | Simple method | 20.6629
2021-03-01 | NMB_LV | Simple method region | 211993.7373 | 0.2048 | 43416.3174 | NAPA | 0.00083027 | 36.0473 | Simple method | 31.5093
2021-03-01 | NMB_LV | Simple method region | 211993.7373 | 0.2048 | 43416.3174 | NELS | 2.2459e-06 | 0.097507 | Simple method | 0.085232
2021-03-01 | NMB_LV | Simple method region | 211993.7373 | 0.2048 | 43416.3174 | NPOW | 1.4935e-20 | 6.4843e-16 | Simple method | 5.668e-16
2021-03-01 | NMB_LV | Simple method region | 211993.7373 | 0.2048 | 43416.3174 | NTRG | 0.0005073 | 22.025 | Simple method | 19.2523
2021-03-01 | NMB_LV | Simple method region | 211993.7373 | 0.2048 | 43416.3174 | NZAS | 4.1313e-20 | 1.7937e-15 | Simple method | 1.5679e-15
2021-03-01 | NMB_LV | Simple method region | 211993.7373 | 0.2048 | 43416.3174 | NZST | 1.4592e-15 | 6.3352e-11 | Simple method | 5.5376e-11
2021-03-01 | NMB_LV | Simple method region | 211993.7373 | 0.2048 | 43416.3174 | OMVP | 0 | 0 | Simple method | 0
2021-03-01 | NMB_LV | Simple method region | 211993.7373 | 0.2048 | 43416.3174 | ORON | 0.012681 | 550.5545 | Simple method | 481.2453
2021-03-01 | NMB_LV | Simple method region | 211993.7373 | 0.2048 | 43416.3174 | PANP | 0 | 0 | Simple method | 0
2021-03-01 | NMB_LV | Simple method region | 211993.7373 | 0.2048 | 43416.3174 | POCO | 4.8926e-06 | 0.21242 | Simple method | 0.18568
2021-03-01 | NMB_LV | Simple method region | 211993.7373 | 0.2048 | 43416.3174 | POWN | 0.00041732 | 18.1183 | Simple method | 15.8374
2021-03-01 | NMB_LV | Simple method region | 211993.7373 | 0.2048 | 43416.3174 | RAYN | 0 | 0 | Simple method | 0
2021-03-01 | NMB_LV | Simple method region | 211993.7373 | 0.2048 | 43416.3174 | SCAN | 0 | 0 | Simple method | 0
2021-03-01 | NMB_LV | Simple method region | 211993.7373 | 0.2048 | 43416.3174 | SCGL | 1.0939e-14 | 4.7495e-10 | Simple method | 4.1516e-10
2021-03-01 | NMB_LV | Simple method region | 211993.7373 | 0.2048 | 43416.3174 | SHPK | 0 | 0 | Simple method | 0
2021-03-01 | NMB_LV | Simple method region | 211993.7373 | 0.2048 | 43416.3174 | SKOG | 9.6753e-05 | 4.2007 | Simple method | 3.6719
2021-03-01 | NMB_LV | Simple method region | 211993.7373 | 0.2048 | 43416.3174 | SOLE | 0 | 0 | Simple method | 0
2021-03-01 | NMB_LV | Simple method region | 211993.7373 | 0.2048 | 43416.3174 | SOU2 | 1.0374e-05 | 0.45042 | Simple method | 0.39372
2021-03-01 | NMB_LV | Simple method region | 211993.7373 | 0.2048 | 43416.3174 | TARW | 0.00031013 | 13.4645 | Simple method | 11.7695
2021-03-01 | NMB_LV | Simple method region | 211993.7373 | 0.2048 | 43416.3174 | TASM | 0.11119 | 4827.4247 | Simple method | 4219.7015
2021-03-01 | NMB_LV | Simple method region | 211993.7373 | 0.2048 | 43416.3174 | TBOP | 3.029e-06 | 0.13151 | Simple method | 0.11495
2021-03-01 | NMB_LV | Simple method region | 211993.7373 | 0.2048 | 43416.3174 | TOD3 | 1.5907e-05 | 0.69062 | Simple method | 0.60368
2021-03-01 | NMB_LV | Simple method region | 211993.7373 | 0.2048 | 43416.3174 | TOPE | 2.5219e-21 | 1.0949e-16 | Simple method | 9.5708e-17
2021-03-01 | NMB_LV | Simple method region | 211993.7373 | 0.2048 | 43416.3174 | TRNZ | 2.2141e-07 | 0.0096127 | Simple method | 0.0084026
2021-03-01 | NMB_LV | Simple method region | 211993.7373 | 0.2048 | 43416.3174 | TRUG | 0.048455 | 2103.7239 | Simple method | 1838.8867
2021-03-01 | NMB_LV | Simple method region | 211993.7373 | 0.2048 | 43416.3174 | UNET | 7.0641e-05 | 3.067 | Simple method | 2.6809
2021-03-01 | NMB_LV | Simple method region | 211993.7373 | 0.2048 | 43416.3174 | UNIS | 0.00016119 | 6.9982 | Simple method | 6.1172
2021-03-01 | NMB_LV | Simple method region | 211993.7373 | 0.2048 | 43416.3174 | VECT | 5.2178e-21 | 2.2654e-16 | Simple method | 1.9802e-16
2021-03-01 | NMB_LV | Simple method region | 211993.7373 | 0.2048 | 43416.3174 | WAIP | 0 | 0 | Simple method | 0
2021-03-01 | NMB_LV | Simple method region | 211993.7373 | 0.2048 | 43416.3174 | WATA | 1.4153e-10 | 6.1448e-06 | Simple method | 5.3713e-06
2021-03-01 | NMB_LV | Simple method region | 211993.7373 | 0.2048 | 43416.3174 | WAV1 | 0.00031883 | 13.8425 | Simple method | 12.0999
2021-03-01 | NMB_LV | Simple method region | 211993.7373 | 0.2048 | 43416.3174 | WELE | 6.2685e-05 | 2.7216 | Simple method | 2.3789
2021-03-01 | NMB_LV | Simple method region | 211993.7373 | 0.2048 | 43416.3174 | WNST | 1.3095e-23 | 5.6852e-19 | Simple method | 4.9695e-19
2021-03-01 | NMB_LV | Simple method region | 211993.7373 | 0.2048 | 43416.3174 | WPOW | 0.026674 | 1158.1055 | Simple method | 1012.3119
2021-03-01 | NMB_LV | Simple method region | 211993.7373 | 0.2048 | 43416.3174 | WTOM | 1.3101e-07 | 0.005688 | Simple method | 0.004972
2020-04-01 | SLD_LV | Simple method region | 24308.3332 | 2.1412 | 52049.0031 | ALPE | 0.00048465 | 25.2256 | Simple method | 22.0499
2020-04-01 | SLD_LV | Simple method region | 24308.3332 | 2.1412 | 52049.0031 | BUEL | 2.7191e-05 | 1.4152 | Simple method | 1.2371
2020-04-01 | SLD_LV | Simple method region | 24308.3332 | 2.1412 | 52049.0031 | CHBP | 8.0848e-06 | 0.42081 | Simple method | 0.36783
2020-04-01 | SLD_LV | Simple method region | 24308.3332 | 2.1412 | 52049.0031 | COUP | 6.3058e-05 | 3.2821 | Simple method | 2.8689
2020-04-01 | SLD_LV | Simple method region | 24308.3332 | 2.1412 | 52049.0031 | CTCT | 0.38088 | 19824.4356 | Simple method | 17328.7426
2020-04-01 | SLD_LV | Simple method region | 24308.3332 | 2.1412 | 52049.0031 | DUNE | 0.0033505 | 174.3905 | Simple method | 152.4365
2020-04-01 | SLD_LV | Simple method region | 24308.3332 | 2.1412 | 52049.0031 | EASH | 0.00041648 | 21.6773 | Simple method | 18.9484
2020-04-01 | SLD_LV | Simple method region | 24308.3332 | 2.1412 | 52049.0031 | EAST | 2.5716e-05 | 1.3385 | Simple method | 1.17
2020-04-01 | SLD_LV | Simple method region | 24308.3332 | 2.1412 | 52049.0031 | GENE | 0.0012736 | 66.2897 | Simple method | 57.9445
2020-04-01 | SLD_LV | Simple method region | 24308.3332 | 2.1412 | 52049.0031 | HORO | 5.2169e-05 | 2.7153 | Simple method | 2.3735
2020-04-01 | SLD_LV | Simple method region | 24308.3332 | 2.1412 | 52049.0031 | HRZE | 5.9431e-05 | 3.0933 | Simple method | 2.7039
2020-04-01 | SLD_LV | Simple method region | 24308.3332 | 2.1412 | 52049.0031 | KIWI | 1.1339e-07 | 0.0059018 | Simple method | 0.0051588
2020-04-01 | SLD_LV | Simple method region | 24308.3332 | 2.1412 | 52049.0031 | KUPE | 4.1964e-06 | 0.21842 | Simple method | 0.19092
2020-04-01 | SLD_LV | Simple method region | 24308.3332 | 2.1412 | 52049.0031 | MARL | 0.00026202 | 13.6381 | Simple method | 11.9212
2020-04-01 | SLD_LV | Simple method region | 24308.3332 | 2.1412 | 52049.0031 | MELT | 2.0213e-07 | 0.010521 | Simple method | 0.0091964
2020-04-01 | SLD_LV | Simple method region | 24308.3332 | 2.1412 | 52049.0031 | MELW | 1.1862e-07 | 0.006174 | Simple method | 0.0053967
2020-04-01 | SLD_LV | Simple method region | 24308.3332 | 2.1412 | 52049.0031 | MERI | 0.097327 | 5065.7581 | Simple method | 4428.0312
2020-04-01 | SLD_LV | Simple method region | 24308.3332 | 2.1412 | 52049.0031 | METH | 3.3955e-06 | 0.17673 | Simple method | 0.15448
2020-04-01 | SLD_LV | Simple method region | 24308.3332 | 2.1412 | 52049.0031 | MPOW | 0.00050145 | 26.1001 | Simple method | 22.8143
2020-04-01 | SLD_LV | Simple method region | 24308.3332 | 2.1412 | 52049.0031 | MRPL | 0.00021376 | 11.126 | Simple method | 9.7254
2020-04-01 | SLD_LV | Simple method region | 24308.3332 | 2.1412 | 52049.0031 | MSVP | 5.7678e-05 | 3.0021 | Simple method | 2.6242
2020-04-01 | SLD_LV | Simple method region | 24308.3332 | 2.1412 | 52049.0031 | NAPA | 8.7811e-05 | 4.5705 | Simple method | 3.9951
2020-04-01 | SLD_LV | Simple method region | 24308.3332 | 2.1412 | 52049.0031 | NELS | 4.3636e-05 | 2.2712 | Simple method | 1.9853
2020-04-01 | SLD_LV | Simple method region | 24308.3332 | 2.1412 | 52049.0031 | NPOW | 0.00018722 | 9.7444 | Simple method | 8.5177
2020-04-01 | SLD_LV | Simple method region | 24308.3332 | 2.1412 | 52049.0031 | NTRG | 5.3645e-05 | 2.7921 | Simple method | 2.4406
2020-04-01 | SLD_LV | Simple method region | 24308.3332 | 2.1412 | 52049.0031 | NZAS | 0.01664 | 866.1058 | Simple method | 757.072
2020-04-01 | SLD_LV | Simple method region | 24308.3332 | 2.1412 | 52049.0031 | NZST | 7.4175e-05 | 3.8607 | Simple method | 3.3747
2020-04-01 | SLD_LV | Simple method region | 24308.3332 | 2.1412 | 52049.0031 | OMVP | 5.4498e-06 | 0.28366 | Simple method | 0.24795
2020-04-01 | SLD_LV | Simple method region | 24308.3332 | 2.1412 | 52049.0031 | ORON | 0.0026571 | 138.2981 | Simple method | 120.8878
2020-04-01 | SLD_LV | Simple method region | 24308.3332 | 2.1412 | 52049.0031 | PANP | 7.5907e-05 | 3.9509 | Simple method | 3.4535
2020-04-01 | SLD_LV | Simple method region | 24308.3332 | 2.1412 | 52049.0031 | POCO | 0.00035499 | 18.4767 | Simple method | 16.1506
2020-04-01 | SLD_LV | Simple method region | 24308.3332 | 2.1412 | 52049.0031 | POWN | 0.41298 | 21495.2502 | Simple method | 18789.2187
2020-04-01 | SLD_LV | Simple method region | 24308.3332 | 2.1412 | 52049.0031 | RAYN | 0.052729 | 2744.5128 | Simple method | 2399.0068
2020-04-01 | SLD_LV | Simple method region | 24308.3332 | 2.1412 | 52049.0031 | SCAN | 5.6638e-06 | 0.2948 | Simple method | 0.25768
2020-04-01 | SLD_LV | Simple method region | 24308.3332 | 2.1412 | 52049.0031 | SCGL | 2.2272e-07 | 0.011592 | Simple method | 0.010133
2020-04-01 | SLD_LV | Simple method region | 24308.3332 | 2.1412 | 52049.0031 | SHPK | 7.2968e-08 | 0.0037979 | Simple method | 0.0033198
2020-04-01 | SLD_LV | Simple method region | 24308.3332 | 2.1412 | 52049.0031 | SKOG | 7.5711e-05 | 3.9407 | Simple method | 3.4446
2020-04-01 | SLD_LV | Simple method region | 24308.3332 | 2.1412 | 52049.0031 | SOLE | 0.00021757 | 11.3245 | Simple method | 9.8988
2020-04-01 | SLD_LV | Simple method region | 24308.3332 | 2.1412 | 52049.0031 | SOU2 | 1.2872e-06 | 0.066998 | Simple method | 0.058563
2020-04-01 | SLD_LV | Simple method region | 24308.3332 | 2.1412 | 52049.0031 | TARW | 3.2853e-05 | 1.71 | Simple method | 1.4947
2020-04-01 | SLD_LV | Simple method region | 24308.3332 | 2.1412 | 52049.0031 | TASM | 0.00052303 | 27.2234 | Simple method | 23.7963
2020-04-01 | SLD_LV | Simple method region | 24308.3332 | 2.1412 | 52049.0031 | TBOP | 8.9006e-08 | 0.0046327 | Simple method | 0.0040495
2020-04-01 | SLD_LV | Simple method region | 24308.3332 | 2.1412 | 52049.0031 | TOD3 | 5.4763e-07 | 0.028503 | Simple method | 0.024915
2020-04-01 | SLD_LV | Simple method region | 24308.3332 | 2.1412 | 52049.0031 | TOPE | 2.8833e-05 | 1.5008 | Simple method | 1.3118
2020-04-01 | SLD_LV | Simple method region | 24308.3332 | 2.1412 | 52049.0031 | TRNZ | 7.8755e-06 | 0.40991 | Simple method | 0.35831
2020-04-01 | SLD_LV | Simple method region | 24308.3332 | 2.1412 | 52049.0031 | TRUG | 0.025534 | 1329.0005 | Simple method | 1161.693
2020-04-01 | SLD_LV | Simple method region | 24308.3332 | 2.1412 | 52049.0031 | UNET | 0.00036024 | 18.7503 | Simple method | 16.3898
2020-04-01 | SLD_LV | Simple method region | 24308.3332 | 2.1412 | 52049.0031 | UNIS | 0.00014382 | 7.4855 | Simple method | 6.5432
2020-04-01 | SLD_LV | Simple method region | 24308.3332 | 2.1412 | 52049.0031 | VECT | 0.0015581 | 81.0965 | Simple method | 70.8873
2020-04-01 | SLD_LV | Simple method region | 24308.3332 | 2.1412 | 52049.0031 | WAIP | 3.8243e-05 | 1.9905 | Simple method | 1.7399
2020-04-01 | SLD_LV | Simple method region | 24308.3332 | 2.1412 | 52049.0031 | WATA | 0.0001947 | 10.1338 | Simple method | 8.858
2020-04-01 | SLD_LV | Simple method region | 24308.3332 | 2.1412 | 52049.0031 | WAV1 | 3.3775e-05 | 1.758 | Simple method | 1.5367
2020-04-01 | SLD_LV | Simple method region | 24308.3332 | 2.1412 | 52049.0031 | WELE | 0.00017043 | 8.8706 | Simple method | 7.7539
2020-04-01 | SLD_LV | Simple method region | 24308.3332 | 2.1412 | 52049.0031 | WNST | 4.2368e-05 | 2.2052 | Simple method | 1.9276
2020-04-01 | SLD_LV | Simple method region | 24308.3332 | 2.1412 | 52049.0031 | WPOW | 0.00010387 | 5.4065 | Simple method | 4.7259
2020-04-01 | SLD_LV | Simple method region | 24308.3332 | 2.1412 | 52049.0031 | WTOM | 2.58e-05 | 1.3429 | Simple method | 1.1738
2020-05-01 | SLD_LV | Simple method region | 142201.7601 | 0.3989 | 56724.2821 | ALPE | 0.00048465 | 27.4915 | Simple method | 24.0306
2020-05-01 | SLD_LV | Simple method region | 142201.7601 | 0.3989 | 56724.2821 | BUEL | 2.7191e-05 | 1.5424 | Simple method | 1.3482
2020-05-01 | SLD_LV | Simple method region | 142201.7601 | 0.3989 | 56724.2821 | CHBP | 8.0848e-06 | 0.45861 | Simple method | 0.40087
2020-05-01 | SLD_LV | Simple method region | 142201.7601 | 0.3989 | 56724.2821 | COUP | 6.3058e-05 | 3.5769 | Simple method | 3.1266
2020-05-01 | SLD_LV | Simple method region | 142201.7601 | 0.3989 | 56724.2821 | CTCT | 0.38088 | 21605.1569 | Simple method | 18885.2893
2020-05-01 | SLD_LV | Simple method region | 142201.7601 | 0.3989 | 56724.2821 | DUNE | 0.0033505 | 190.0551 | Simple method | 166.1291
2020-05-01 | SLD_LV | Simple method region | 142201.7601 | 0.3989 | 56724.2821 | EASH | 0.00041648 | 23.6245 | Simple method | 20.6504
2020-05-01 | SLD_LV | Simple method region | 142201.7601 | 0.3989 | 56724.2821 | EAST | 2.5716e-05 | 1.4587 | Simple method | 1.2751
2020-05-01 | SLD_LV | Simple method region | 142201.7601 | 0.3989 | 56724.2821 | GENE | 0.0012736 | 72.2441 | Simple method | 63.1493
2020-05-01 | SLD_LV | Simple method region | 142201.7601 | 0.3989 | 56724.2821 | HORO | 5.2169e-05 | 2.9593 | Simple method | 2.5867
2020-05-01 | SLD_LV | Simple method region | 142201.7601 | 0.3989 | 56724.2821 | HRZE | 5.9431e-05 | 3.3712 | Simple method | 2.9468
2020-05-01 | SLD_LV | Simple method region | 142201.7601 | 0.3989 | 56724.2821 | KIWI | 1.1339e-07 | 0.0064319 | Simple method | 0.0056222
2020-05-01 | SLD_LV | Simple method region | 142201.7601 | 0.3989 | 56724.2821 | KUPE | 4.1964e-06 | 0.23804 | Simple method | 0.20807
2020-05-01 | SLD_LV | Simple method region | 142201.7601 | 0.3989 | 56724.2821 | MARL | 0.00026202 | 14.8632 | Simple method | 12.992
2020-05-01 | SLD_LV | Simple method region | 142201.7601 | 0.3989 | 56724.2821 | MELT | 2.0213e-07 | 0.011466 | Simple method | 0.010022
2020-05-01 | SLD_LV | Simple method region | 142201.7601 | 0.3989 | 56724.2821 | MELW | 1.1862e-07 | 0.0067286 | Simple method | 0.0058815
2020-05-01 | SLD_LV | Simple method region | 142201.7601 | 0.3989 | 56724.2821 | MERI | 0.097327 | 5520.7877 | Simple method | 4825.7771
2020-05-01 | SLD_LV | Simple method region | 142201.7601 | 0.3989 | 56724.2821 | METH | 3.3955e-06 | 0.19261 | Simple method | 0.16836
2020-05-01 | SLD_LV | Simple method region | 142201.7601 | 0.3989 | 56724.2821 | MPOW | 0.00050145 | 28.4445 | Simple method | 24.8636
2020-05-01 | SLD_LV | Simple method region | 142201.7601 | 0.3989 | 56724.2821 | MRPL | 0.00021376 | 12.1254 | Simple method | 10.5989
2020-05-01 | SLD_LV | Simple method region | 142201.7601 | 0.3989 | 56724.2821 | MSVP | 5.7678e-05 | 3.2718 | Simple method | 2.8599
2020-05-01 | SLD_LV | Simple method region | 142201.7601 | 0.3989 | 56724.2821 | NAPA | 8.7811e-05 | 4.981 | Simple method | 4.3539
2020-05-01 | SLD_LV | Simple method region | 142201.7601 | 0.3989 | 56724.2821 | NELS | 4.3636e-05 | 2.4752 | Simple method | 2.1636
2020-05-01 | SLD_LV | Simple method region | 142201.7601 | 0.3989 | 56724.2821 | NPOW | 0.00018722 | 10.6197 | Simple method | 9.2828
2020-05-01 | SLD_LV | Simple method region | 142201.7601 | 0.3989 | 56724.2821 | NTRG | 5.3645e-05 | 3.043 | Simple method | 2.6599
2020-05-01 | SLD_LV | Simple method region | 142201.7601 | 0.3989 | 56724.2821 | NZAS | 0.01664 | 943.9034 | Simple method | 825.0756
2020-05-01 | SLD_LV | Simple method region | 142201.7601 | 0.3989 | 56724.2821 | NZST | 7.4175e-05 | 4.2075 | Simple method | 3.6778
2020-05-01 | SLD_LV | Simple method region | 142201.7601 | 0.3989 | 56724.2821 | OMVP | 5.4498e-06 | 0.30914 | Simple method | 0.27022
2020-05-01 | SLD_LV | Simple method region | 142201.7601 | 0.3989 | 56724.2821 | ORON | 0.0026571 | 150.7206 | Simple method | 131.7464
2020-05-01 | SLD_LV | Simple method region | 142201.7601 | 0.3989 | 56724.2821 | PANP | 7.5907e-05 | 4.3058 | Simple method | 3.7637
2020-05-01 | SLD_LV | Simple method region | 142201.7601 | 0.3989 | 56724.2821 | POCO | 0.00035499 | 20.1363 | Simple method | 17.6014
2020-05-01 | SLD_LV | Simple method region | 142201.7601 | 0.3989 | 56724.2821 | POWN | 0.41298 | 23426.0517 | Simple method | 20476.9521
2020-05-01 | SLD_LV | Simple method region | 142201.7601 | 0.3989 | 56724.2821 | RAYN | 0.052729 | 2991.0375 | Simple method | 2614.4965
2020-05-01 | SLD_LV | Simple method region | 142201.7601 | 0.3989 | 56724.2821 | SCAN | 5.6638e-06 | 0.32128 | Simple method | 0.28083
2020-05-01 | SLD_LV | Simple method region | 142201.7601 | 0.3989 | 56724.2821 | SCGL | 2.2272e-07 | 0.012634 | Simple method | 0.011043
2020-05-01 | SLD_LV | Simple method region | 142201.7601 | 0.3989 | 56724.2821 | SHPK | 7.2968e-08 | 0.004139 | Simple method | 0.003618
2020-05-01 | SLD_LV | Simple method region | 142201.7601 | 0.3989 | 56724.2821 | SKOG | 7.5711e-05 | 4.2947 | Simple method | 3.754
2020-05-01 | SLD_LV | Simple method region | 142201.7601 | 0.3989 | 56724.2821 | SOLE | 0.00021757 | 12.3417 | Simple method | 10.788
2020-05-01 | SLD_LV | Simple method region | 142201.7601 | 0.3989 | 56724.2821 | SOU2 | 1.2872e-06 | 0.073016 | Simple method | 0.063824
2020-05-01 | SLD_LV | Simple method region | 142201.7601 | 0.3989 | 56724.2821 | TARW | 3.2853e-05 | 1.8636 | Simple method | 1.629
2020-05-01 | SLD_LV | Simple method region | 142201.7601 | 0.3989 | 56724.2821 | TASM | 0.00052303 | 29.6687 | Simple method | 25.9338
2020-05-01 | SLD_LV | Simple method region | 142201.7601 | 0.3989 | 56724.2821 | TBOP | 8.9006e-08 | 0.0050488 | Simple method | 0.0044132
2020-05-01 | SLD_LV | Simple method region | 142201.7601 | 0.3989 | 56724.2821 | TOD3 | 5.4763e-07 | 0.031064 | Simple method | 0.027153
2020-05-01 | SLD_LV | Simple method region | 142201.7601 | 0.3989 | 56724.2821 | TOPE | 2.8833e-05 | 1.6356 | Simple method | 1.4297
2020-05-01 | SLD_LV | Simple method region | 142201.7601 | 0.3989 | 56724.2821 | TRNZ | 7.8755e-06 | 0.44673 | Simple method | 0.39049
2020-05-01 | SLD_LV | Simple method region | 142201.7601 | 0.3989 | 56724.2821 | TRUG | 0.025534 | 1448.3774 | Simple method | 1266.0415
2020-05-01 | SLD_LV | Simple method region | 142201.7601 | 0.3989 | 56724.2821 | UNET | 0.00036024 | 20.4345 | Simple method | 17.862
2020-05-01 | SLD_LV | Simple method region | 142201.7601 | 0.3989 | 56724.2821 | UNIS | 0.00014382 | 8.1579 | Simple method | 7.1309
2020-05-01 | SLD_LV | Simple method region | 142201.7601 | 0.3989 | 56724.2821 | VECT | 0.0015581 | 88.3809 | Simple method | 77.2547
2020-05-01 | SLD_LV | Simple method region | 142201.7601 | 0.3989 | 56724.2821 | WAIP | 3.8243e-05 | 2.1693 | Simple method | 1.8962
2020-05-01 | SLD_LV | Simple method region | 142201.7601 | 0.3989 | 56724.2821 | WATA | 0.0001947 | 11.044 | Simple method | 9.6537
2020-05-01 | SLD_LV | Simple method region | 142201.7601 | 0.3989 | 56724.2821 | WAV1 | 3.3775e-05 | 1.9159 | Simple method | 1.6747
2020-05-01 | SLD_LV | Simple method region | 142201.7601 | 0.3989 | 56724.2821 | WELE | 0.00017043 | 9.6674 | Simple method | 8.4504
2020-05-01 | SLD_LV | Simple method region | 142201.7601 | 0.3989 | 56724.2821 | WNST | 4.2368e-05 | 2.4033 | Simple method | 2.1008
2020-05-01 | SLD_LV | Simple method region | 142201.7601 | 0.3989 | 56724.2821 | WPOW | 0.00010387 | 5.8921 | Simple method | 5.1504
2020-05-01 | SLD_LV | Simple method region | 142201.7601 | 0.3989 | 56724.2821 | WTOM | 2.58e-05 | 1.4635 | Simple method | 1.2793
2020-06-01 | SLD_LV | Simple method region | 114039.8855 | 0.4449 | 50736.3451 | ALPE | 0.00048465 | 24.5894 | Simple method | 21.4939
2020-06-01 | SLD_LV | Simple method region | 114039.8855 | 0.4449 | 50736.3451 | BUEL | 2.7191e-05 | 1.3795 | Simple method | 1.2059
2020-06-01 | SLD_LV | Simple method region | 114039.8855 | 0.4449 | 50736.3451 | CHBP | 8.0848e-06 | 0.4102 | Simple method | 0.35856
2020-06-01 | SLD_LV | Simple method region | 114039.8855 | 0.4449 | 50736.3451 | COUP | 6.3058e-05 | 3.1993 | Simple method | 2.7966
2020-06-01 | SLD_LV | Simple method region | 114039.8855 | 0.4449 | 50736.3451 | CTCT | 0.38088 | 19324.4702 | Simple method | 16891.7177
2020-06-01 | SLD_LV | Simple method region | 114039.8855 | 0.4449 | 50736.3451 | DUNE | 0.0033505 | 169.9924 | Simple method | 148.5921
2020-06-01 | SLD_LV | Simple method region | 114039.8855 | 0.4449 | 50736.3451 | EASH | 0.00041648 | 21.1306 | Simple method | 18.4705
2020-06-01 | SLD_LV | Simple method region | 114039.8855 | 0.4449 | 50736.3451 | EAST | 2.5716e-05 | 1.3048 | Simple method | 1.1405
2020-06-01 | SLD_LV | Simple method region | 114039.8855 | 0.4449 | 50736.3451 | GENE | 0.0012736 | 64.6179 | Simple method | 56.4831
2020-06-01 | SLD_LV | Simple method region | 114039.8855 | 0.4449 | 50736.3451 | HORO | 5.2169e-05 | 2.6469 | Simple method | 2.3137
2020-06-01 | SLD_LV | Simple method region | 114039.8855 | 0.4449 | 50736.3451 | HRZE | 5.9431e-05 | 3.0153 | Simple method | 2.6357
2020-06-01 | SLD_LV | Simple method region | 114039.8855 | 0.4449 | 50736.3451 | KIWI | 1.1339e-07 | 0.0057529 | Simple method | 0.0050287
2020-06-01 | SLD_LV | Simple method region | 114039.8855 | 0.4449 | 50736.3451 | KUPE | 4.1964e-06 | 0.21291 | Simple method | 0.18611
2020-06-01 | SLD_LV | Simple method region | 114039.8855 | 0.4449 | 50736.3451 | MARL | 0.00026202 | 13.2942 | Simple method | 11.6206
2020-06-01 | SLD_LV | Simple method region | 114039.8855 | 0.4449 | 50736.3451 | MELT | 2.0213e-07 | 0.010256 | Simple method | 0.0089645
2020-06-01 | SLD_LV | Simple method region | 114039.8855 | 0.4449 | 50736.3451 | MELW | 1.1862e-07 | 0.0060183 | Simple method | 0.0052606
2020-06-01 | SLD_LV | Simple method region | 114039.8855 | 0.4449 | 50736.3451 | MERI | 0.097327 | 4938.0015 | Simple method | 4316.3577
2020-06-01 | SLD_LV | Simple method region | 114039.8855 | 0.4449 | 50736.3451 | METH | 3.3955e-06 | 0.17227 | Simple method | 0.15059
2020-06-01 | SLD_LV | Simple method region | 114039.8855 | 0.4449 | 50736.3451 | MPOW | 0.00050145 | 25.4418 | Simple method | 22.239
2020-06-01 | SLD_LV | Simple method region | 114039.8855 | 0.4449 | 50736.3451 | MRPL | 0.00021376 | 10.8454 | Simple method | 9.4801
2020-06-01 | SLD_LV | Simple method region | 114039.8855 | 0.4449 | 50736.3451 | MSVP | 5.7678e-05 | 2.9264 | Simple method | 2.558
2020-06-01 | SLD_LV | Simple method region | 114039.8855 | 0.4449 | 50736.3451 | NAPA | 8.7811e-05 | 4.4552 | Simple method | 3.8943
2020-06-01 | SLD_LV | Simple method region | 114039.8855 | 0.4449 | 50736.3451 | NELS | 4.3636e-05 | 2.2139 | Simple method | 1.9352
2020-06-01 | SLD_LV | Simple method region | 114039.8855 | 0.4449 | 50736.3451 | NPOW | 0.00018722 | 9.4987 | Simple method | 8.3029
2020-06-01 | SLD_LV | Simple method region | 114039.8855 | 0.4449 | 50736.3451 | NTRG | 5.3645e-05 | 2.7217 | Simple method | 2.3791
2020-06-01 | SLD_LV | Simple method region | 114039.8855 | 0.4449 | 50736.3451 | NZAS | 0.01664 | 844.2629 | Simple method | 737.9789
2020-06-01 | SLD_LV | Simple method region | 114039.8855 | 0.4449 | 50736.3451 | NZST | 7.4175e-05 | 3.7634 | Simple method | 3.2896
2020-06-01 | SLD_LV | Simple method region | 114039.8855 | 0.4449 | 50736.3451 | OMVP | 5.4498e-06 | 0.2765 | Simple method | 0.2417
2020-06-01 | SLD_LV | Simple method region | 114039.8855 | 0.4449 | 50736.3451 | ORON | 0.0026571 | 134.8102 | Simple method | 117.839
2020-06-01 | SLD_LV | Simple method region | 114039.8855 | 0.4449 | 50736.3451 | PANP | 7.5907e-05 | 3.8513 | Simple method | 3.3664
2020-06-01 | SLD_LV | Simple method region | 114039.8855 | 0.4449 | 50736.3451 | POCO | 0.00035499 | 18.0107 | Simple method | 15.7433
2020-06-01 | SLD_LV | Simple method region | 114039.8855 | 0.4449 | 50736.3451 | POWN | 0.41298 | 20953.1474 | Simple method | 18315.3611
2020-06-01 | SLD_LV | Simple method region | 114039.8855 | 0.4449 | 50736.3451 | RAYN | 0.052729 | 2675.2971 | Simple method | 2338.5047
2020-06-01 | SLD_LV | Simple method region | 114039.8855 | 0.4449 | 50736.3451 | SCAN | 5.6638e-06 | 0.28736 | Simple method | 0.25118
2020-06-01 | SLD_LV | Simple method region | 114039.8855 | 0.4449 | 50736.3451 | SCGL | 2.2272e-07 | 0.0113 | Simple method | 0.0098774
2020-06-01 | SLD_LV | Simple method region | 114039.8855 | 0.4449 | 50736.3451 | SHPK | 7.2968e-08 | 0.0037021 | Simple method | 0.0032361
2020-06-01 | SLD_LV | Simple method region | 114039.8855 | 0.4449 | 50736.3451 | SKOG | 7.5711e-05 | 3.8413 | Simple method | 3.3577
2020-06-01 | SLD_LV | Simple method region | 114039.8855 | 0.4449 | 50736.3451 | SOLE | 0.00021757 | 11.0389 | Simple method | 9.6492
2020-06-01 | SLD_LV | Simple method region | 114039.8855 | 0.4449 | 50736.3451 | SOU2 | 1.2872e-06 | 0.065308 | Simple method | 0.057086
2020-06-01 | SLD_LV | Simple method region | 114039.8855 | 0.4449 | 50736.3451 | TARW | 3.2853e-05 | 1.6668 | Simple method | 1.457
2020-06-01 | SLD_LV | Simple method region | 114039.8855 | 0.4449 | 50736.3451 | TASM | 0.00052303 | 26.5369 | Simple method | 23.1961
2020-06-01 | SLD_LV | Simple method region | 114039.8855 | 0.4449 | 50736.3451 | TBOP | 8.9006e-08 | 0.0045158 | Simple method | 0.0039473
2020-06-01 | SLD_LV | Simple method region | 114039.8855 | 0.4449 | 50736.3451 | TOD3 | 5.4763e-07 | 0.027785 | Simple method | 0.024287
2020-06-01 | SLD_LV | Simple method region | 114039.8855 | 0.4449 | 50736.3451 | TOPE | 2.8833e-05 | 1.4629 | Simple method | 1.2787
2020-06-01 | SLD_LV | Simple method region | 114039.8855 | 0.4449 | 50736.3451 | TRNZ | 7.8755e-06 | 0.39958 | Simple method | 0.34927
2020-06-01 | SLD_LV | Simple method region | 114039.8855 | 0.4449 | 50736.3451 | TRUG | 0.025534 | 1295.4836 | Simple method | 1132.3955
2020-06-01 | SLD_LV | Simple method region | 114039.8855 | 0.4449 | 50736.3451 | UNET | 0.00036024 | 18.2774 | Simple method | 15.9765
2020-06-01 | SLD_LV | Simple method region | 114039.8855 | 0.4449 | 50736.3451 | UNIS | 0.00014382 | 7.2968 | Simple method | 6.3782
2020-06-01 | SLD_LV | Simple method region | 114039.8855 | 0.4449 | 50736.3451 | VECT | 0.0015581 | 79.0513 | Simple method | 69.0995
2020-06-01 | SLD_LV | Simple method region | 114039.8855 | 0.4449 | 50736.3451 | WAIP | 3.8243e-05 | 1.9403 | Simple method | 1.6961
2020-06-01 | SLD_LV | Simple method region | 114039.8855 | 0.4449 | 50736.3451 | WATA | 0.0001947 | 9.8782 | Simple method | 8.6346
2020-06-01 | SLD_LV | Simple method region | 114039.8855 | 0.4449 | 50736.3451 | WAV1 | 3.3775e-05 | 1.7136 | Simple method | 1.4979
2020-06-01 | SLD_LV | Simple method region | 114039.8855 | 0.4449 | 50736.3451 | WELE | 0.00017043 | 8.6469 | Simple method | 7.5583
2020-06-01 | SLD_LV | Simple method region | 114039.8855 | 0.4449 | 50736.3451 | WNST | 4.2368e-05 | 2.1496 | Simple method | 1.879
2020-06-01 | SLD_LV | Simple method region | 114039.8855 | 0.4449 | 50736.3451 | WPOW | 0.00010387 | 5.2701 | Simple method | 4.6067
2020-06-01 | SLD_LV | Simple method region | 114039.8855 | 0.4449 | 50736.3451 | WTOM | 2.58e-05 | 1.309 | Simple method | 1.1442
2020-07-01 | SLD_LV | Simple method region | 133872.0485 | 0.5722 | 76601.5861 | ALPE | 0.00048465 | 37.125 | Simple method | 32.4514
2020-07-01 | SLD_LV | Simple method region | 133872.0485 | 0.5722 | 76601.5861 | BUEL | 2.7191e-05 | 2.0828 | Simple method | 1.8206
2020-07-01 | SLD_LV | Simple method region | 133872.0485 | 0.5722 | 76601.5861 | CHBP | 8.0848e-06 | 0.61931 | Simple method | 0.54135
2020-07-01 | SLD_LV | Simple method region | 133872.0485 | 0.5722 | 76601.5861 | COUP | 6.3058e-05 | 4.8303 | Simple method | 4.2223
2020-07-01 | SLD_LV | Simple method region | 133872.0485 | 0.5722 | 76601.5861 | CTCT | 0.38088 | 29176.0288 | Simple method | 25503.0661
2020-07-01 | SLD_LV | Simple method region | 133872.0485 | 0.5722 | 76601.5861 | DUNE | 0.0033505 | 256.6541 | Simple method | 224.344
2020-07-01 | SLD_LV | Simple method region | 133872.0485 | 0.5722 | 76601.5861 | EASH | 0.00041648 | 31.903 | Simple method | 27.8867
2020-07-01 | SLD_LV | Simple method region | 133872.0485 | 0.5722 | 76601.5861 | EAST | 2.5716e-05 | 1.9699 | Simple method | 1.7219
2020-07-01 | SLD_LV | Simple method region | 133872.0485 | 0.5722 | 76601.5861 | GENE | 0.0012736 | 97.5599 | Simple method | 85.2781
2020-07-01 | SLD_LV | Simple method region | 133872.0485 | 0.5722 | 76601.5861 | HORO | 5.2169e-05 | 3.9962 | Simple method | 3.4931
2020-07-01 | SLD_LV | Simple method region | 133872.0485 | 0.5722 | 76601.5861 | HRZE | 5.9431e-05 | 4.5525 | Simple method | 3.9794
2020-07-01 | SLD_LV | Simple method region | 133872.0485 | 0.5722 | 76601.5861 | KIWI | 1.1339e-07 | 0.0086858 | Simple method | 0.0075923
2020-07-01 | SLD_LV | Simple method region | 133872.0485 | 0.5722 | 76601.5861 | KUPE | 4.1964e-06 | 0.32145 | Simple method | 0.28098
2020-07-01 | SLD_LV | Simple method region | 133872.0485 | 0.5722 | 76601.5861 | MARL | 0.00026202 | 20.0715 | Simple method | 17.5447
2020-07-01 | SLD_LV | Simple method region | 133872.0485 | 0.5722 | 76601.5861 | MELT | 2.0213e-07 | 0.015484 | Simple method | 0.013535
2020-07-01 | SLD_LV | Simple method region | 133872.0485 | 0.5722 | 76601.5861 | MELW | 1.1862e-07 | 0.0090864 | Simple method | 0.0079425
2020-07-01 | SLD_LV | Simple method region | 133872.0485 | 0.5722 | 76601.5861 | MERI | 0.097327 | 7455.3802 | Simple method | 6516.8244
2020-07-01 | SLD_LV | Simple method region | 133872.0485 | 0.5722 | 76601.5861 | METH | 3.3955e-06 | 0.2601 | Simple method | 0.22736
2020-07-01 | SLD_LV | Simple method region | 133872.0485 | 0.5722 | 76601.5861 | MPOW | 0.00050145 | 38.412 | Simple method | 33.5763
2020-07-01 | SLD_LV | Simple method region | 133872.0485 | 0.5722 | 76601.5861 | MRPL | 0.00021376 | 16.3744 | Simple method | 14.313
2020-07-01 | SLD_LV | Simple method region | 133872.0485 | 0.5722 | 76601.5861 | MSVP | 5.7678e-05 | 4.4182 | Simple method | 3.862
2020-07-01 | SLD_LV | Simple method region | 133872.0485 | 0.5722 | 76601.5861 | NAPA | 8.7811e-05 | 6.7264 | Simple method | 5.8796
2020-07-01 | SLD_LV | Simple method region | 133872.0485 | 0.5722 | 76601.5861 | NELS | 4.3636e-05 | 3.3426 | Simple method | 2.9218
2020-07-01 | SLD_LV | Simple method region | 133872.0485 | 0.5722 | 76601.5861 | NPOW | 0.00018722 | 14.341 | Simple method | 12.5356
2020-07-01 | SLD_LV | Simple method region | 133872.0485 | 0.5722 | 76601.5861 | NTRG | 5.3645e-05 | 4.1093 | Simple method | 3.5919
2020-07-01 | SLD_LV | Simple method region | 133872.0485 | 0.5722 | 76601.5861 | NZAS | 0.01664 | 1274.6657 | Simple method | 1114.1983
2020-07-01 | SLD_LV | Simple method region | 133872.0485 | 0.5722 | 76601.5861 | NZST | 7.4175e-05 | 5.6819 | Simple method | 4.9666
2020-07-01 | SLD_LV | Simple method region | 133872.0485 | 0.5722 | 76601.5861 | OMVP | 5.4498e-06 | 0.41747 | Simple method | 0.36491
2020-07-01 | SLD_LV | Simple method region | 133872.0485 | 0.5722 | 76601.5861 | ORON | 0.0026571 | 203.5361 | Simple method | 177.913
2020-07-01 | SLD_LV | Simple method region | 133872.0485 | 0.5722 | 76601.5861 | PANP | 7.5907e-05 | 5.8146 | Simple method | 5.0826
2020-07-01 | SLD_LV | Simple method region | 133872.0485 | 0.5722 | 76601.5861 | POCO | 0.00035499 | 27.1925 | Simple method | 23.7692
2020-07-01 | SLD_LV | Simple method region | 133872.0485 | 0.5722 | 76601.5861 | POWN | 0.41298 | 31635.0009 | Simple method | 27652.4789
2020-07-01 | SLD_LV | Simple method region | 133872.0485 | 0.5722 | 76601.5861 | RAYN | 0.052729 | 4039.1558 | Simple method | 3530.6675
2020-07-01 | SLD_LV | Simple method region | 133872.0485 | 0.5722 | 76601.5861 | SCAN | 5.6638e-06 | 0.43386 | Simple method | 0.37924
2020-07-01 | SLD_LV | Simple method region | 133872.0485 | 0.5722 | 76601.5861 | SCGL | 2.2272e-07 | 0.017061 | Simple method | 0.014913
2020-07-01 | SLD_LV | Simple method region | 133872.0485 | 0.5722 | 76601.5861 | SHPK | 7.2968e-08 | 0.0055894 | Simple method | 0.0048858
2020-07-01 | SLD_LV | Simple method region | 133872.0485 | 0.5722 | 76601.5861 | SKOG | 7.5711e-05 | 5.7996 | Simple method | 5.0695
2020-07-01 | SLD_LV | Simple method region | 133872.0485 | 0.5722 | 76601.5861 | SOLE | 0.00021757 | 16.6665 | Simple method | 14.5683
2020-07-01 | SLD_LV | Simple method region | 133872.0485 | 0.5722 | 76601.5861 | SOU2 | 1.2872e-06 | 0.098602 | Simple method | 0.086189
2020-07-01 | SLD_LV | Simple method region | 133872.0485 | 0.5722 | 76601.5861 | TARW | 3.2853e-05 | 2.5166 | Simple method | 2.1998
2020-07-01 | SLD_LV | Simple method region | 133872.0485 | 0.5722 | 76601.5861 | TASM | 0.00052303 | 40.0653 | Simple method | 35.0215
2020-07-01 | SLD_LV | Simple method region | 133872.0485 | 0.5722 | 76601.5861 | TBOP | 8.9006e-08 | 0.006818 | Simple method | 0.0059597
2020-07-01 | SLD_LV | Simple method region | 133872.0485 | 0.5722 | 76601.5861 | TOD3 | 5.4763e-07 | 0.041949 | Simple method | 0.036668
2020-07-01 | SLD_LV | Simple method region | 133872.0485 | 0.5722 | 76601.5861 | TOPE | 2.8833e-05 | 2.2087 | Simple method | 1.9306
2020-07-01 | SLD_LV | Simple method region | 133872.0485 | 0.5722 | 76601.5861 | TRNZ | 7.8755e-06 | 0.60328 | Simple method | 0.52733
2020-07-01 | SLD_LV | Simple method region | 133872.0485 | 0.5722 | 76601.5861 | TRUG | 0.025534 | 1955.9173 | Simple method | 1709.6874
2020-07-01 | SLD_LV | Simple method region | 133872.0485 | 0.5722 | 76601.5861 | UNET | 0.00036024 | 27.5952 | Simple method | 24.1212
2020-07-01 | SLD_LV | Simple method region | 133872.0485 | 0.5722 | 76601.5861 | UNIS | 0.00014382 | 11.0166 | Simple method | 9.6297
2020-07-01 | SLD_LV | Simple method region | 133872.0485 | 0.5722 | 76601.5861 | VECT | 0.0015581 | 119.3514 | Simple method | 104.3263
2020-07-01 | SLD_LV | Simple method region | 133872.0485 | 0.5722 | 76601.5861 | WAIP | 3.8243e-05 | 2.9295 | Simple method | 2.5607
2020-07-01 | SLD_LV | Simple method region | 133872.0485 | 0.5722 | 76601.5861 | WATA | 0.0001947 | 14.9141 | Simple method | 13.0366
2020-07-01 | SLD_LV | Simple method region | 133872.0485 | 0.5722 | 76601.5861 | WAV1 | 3.3775e-05 | 2.5873 | Simple method | 2.2615
2020-07-01 | SLD_LV | Simple method region | 133872.0485 | 0.5722 | 76601.5861 | WELE | 0.00017043 | 13.0551 | Simple method | 11.4116
2020-07-01 | SLD_LV | Simple method region | 133872.0485 | 0.5722 | 76601.5861 | WNST | 4.2368e-05 | 3.2455 | Simple method | 2.8369
2020-07-01 | SLD_LV | Simple method region | 133872.0485 | 0.5722 | 76601.5861 | WPOW | 0.00010387 | 7.9569 | Simple method | 6.9552
2020-07-01 | SLD_LV | Simple method region | 133872.0485 | 0.5722 | 76601.5861 | WTOM | 2.58e-05 | 1.9763 | Simple method | 1.7275
2020-08-01 | SLD_LV | Simple method region | 113491.4716 | 0.9035 | 102539.5445 | ALPE | 0.00048465 | 49.6959 | Simple method | 43.4397
2020-08-01 | SLD_LV | Simple method region | 113491.4716 | 0.9035 | 102539.5445 | BUEL | 2.7191e-05 | 2.7881 | Simple method | 2.4371
2020-08-01 | SLD_LV | Simple method region | 113491.4716 | 0.9035 | 102539.5445 | CHBP | 8.0848e-06 | 0.82902 | Simple method | 0.72465
2020-08-01 | SLD_LV | Simple method region | 113491.4716 | 0.9035 | 102539.5445 | COUP | 6.3058e-05 | 6.4659 | Simple method | 5.652
2020-08-01 | SLD_LV | Simple method region | 113491.4716 | 0.9035 | 102539.5445 | CTCT | 0.38088 | 39055.2841 | Simple method | 34138.6245
2020-08-01 | SLD_LV | Simple method region | 113491.4716 | 0.9035 | 102539.5445 | DUNE | 0.0033505 | 343.5594 | Simple method | 300.3088
2020-08-01 | SLD_LV | Simple method region | 113491.4716 | 0.9035 | 102539.5445 | EASH | 0.00041648 | 42.7056 | Simple method | 37.3294
2020-08-01 | SLD_LV | Simple method region | 113491.4716 | 0.9035 | 102539.5445 | EAST | 2.5716e-05 | 2.637 | Simple method | 2.305
2020-08-01 | SLD_LV | Simple method region | 113491.4716 | 0.9035 | 102539.5445 | GENE | 0.0012736 | 130.5945 | Simple method | 114.154
2020-08-01 | SLD_LV | Simple method region | 113491.4716 | 0.9035 | 102539.5445 | HORO | 5.2169e-05 | 5.3494 | Simple method | 4.676
2020-08-01 | SLD_LV | Simple method region | 113491.4716 | 0.9035 | 102539.5445 | HRZE | 5.9431e-05 | 6.094 | Simple method | 5.3268
2020-08-01 | SLD_LV | Simple method region | 113491.4716 | 0.9035 | 102539.5445 | KIWI | 1.1339e-07 | 0.011627 | Simple method | 0.010163
2020-08-01 | SLD_LV | Simple method region | 113491.4716 | 0.9035 | 102539.5445 | KUPE | 4.1964e-06 | 0.43029 | Simple method | 0.37612
2020-08-01 | SLD_LV | Simple method region | 113491.4716 | 0.9035 | 102539.5445 | MARL | 0.00026202 | 26.8679 | Simple method | 23.4855
2020-08-01 | SLD_LV | Simple method region | 113491.4716 | 0.9035 | 102539.5445 | MELT | 2.0213e-07 | 0.020727 | Simple method | 0.018117
2020-08-01 | SLD_LV | Simple method region | 113491.4716 | 0.9035 | 102539.5445 | MELW | 1.1862e-07 | 0.012163 | Simple method | 0.010632
2020-08-01 | SLD_LV | Simple method region | 113491.4716 | 0.9035 | 102539.5445 | MERI | 0.097327 | 9979.8363 | Simple method | 8723.4774
2020-08-01 | SLD_LV | Simple method region | 113491.4716 | 0.9035 | 102539.5445 | METH | 3.3955e-06 | 0.34817 | Simple method | 0.30434
2020-08-01 | SLD_LV | Simple method region | 113491.4716 | 0.9035 | 102539.5445 | MPOW | 0.00050145 | 51.4186 | Simple method | 44.9455
2020-08-01 | SLD_LV | Simple method region | 113491.4716 | 0.9035 | 102539.5445 | MRPL | 0.00021376 | 21.9189 | Simple method | 19.1595
2020-08-01 | SLD_LV | Simple method region | 113491.4716 | 0.9035 | 102539.5445 | MSVP | 5.7678e-05 | 5.9143 | Simple method | 5.1697
2020-08-01 | SLD_LV | Simple method region | 113491.4716 | 0.9035 | 102539.5445 | NAPA | 8.7811e-05 | 9.0041 | Simple method | 7.8705
2020-08-01 | SLD_LV | Simple method region | 113491.4716 | 0.9035 | 102539.5445 | NELS | 4.3636e-05 | 4.4744 | Simple method | 3.9111
2020-08-01 | SLD_LV | Simple method region | 113491.4716 | 0.9035 | 102539.5445 | NPOW | 0.00018722 | 19.197 | Simple method | 16.7803
2020-08-01 | SLD_LV | Simple method region | 113491.4716 | 0.9035 | 102539.5445 | NTRG | 5.3645e-05 | 5.5007 | Simple method | 4.8082
2020-08-01 | SLD_LV | Simple method region | 113491.4716 | 0.9035 | 102539.5445 | NZAS | 0.01664 | 1706.2785 | Simple method | 1491.4755
2020-08-01 | SLD_LV | Simple method region | 113491.4716 | 0.9035 | 102539.5445 | NZST | 7.4175e-05 | 7.6059 | Simple method | 6.6484
2020-08-01 | SLD_LV | Simple method region | 113491.4716 | 0.9035 | 102539.5445 | OMVP | 5.4498e-06 | 0.55882 | Simple method | 0.48847
2020-08-01 | SLD_LV | Simple method region | 113491.4716 | 0.9035 | 102539.5445 | ORON | 0.0026571 | 272.4552 | Simple method | 238.1559
2020-08-01 | SLD_LV | Simple method region | 113491.4716 | 0.9035 | 102539.5445 | PANP | 7.5907e-05 | 7.7835 | Simple method | 6.8036
2020-08-01 | SLD_LV | Simple method region | 113491.4716 | 0.9035 | 102539.5445 | POCO | 0.00035499 | 36.4001 | Simple method | 31.8177
2020-08-01 | SLD_LV | Simple method region | 113491.4716 | 0.9035 | 102539.5445 | POWN | 0.41298 | 42346.8853 | Simple method | 37015.847
2020-08-01 | SLD_LV | Simple method region | 113491.4716 | 0.9035 | 102539.5445 | RAYN | 0.052729 | 5406.8488 | Simple method | 4726.182
2020-08-01 | SLD_LV | Simple method region | 113491.4716 | 0.9035 | 102539.5445 | SCAN | 5.6638e-06 | 0.58076 | Simple method | 0.50765
2020-08-01 | SLD_LV | Simple method region | 113491.4716 | 0.9035 | 102539.5445 | SCGL | 2.2272e-07 | 0.022837 | Simple method | 0.019962
2020-08-01 | SLD_LV | Simple method region | 113491.4716 | 0.9035 | 102539.5445 | SHPK | 7.2968e-08 | 0.0074821 | Simple method | 0.0065402
2020-08-01 | SLD_LV | Simple method region | 113491.4716 | 0.9035 | 102539.5445 | SKOG | 7.5711e-05 | 7.7634 | Simple method | 6.7861
2020-08-01 | SLD_LV | Simple method region | 113491.4716 | 0.9035 | 102539.5445 | SOLE | 0.00021757 | 22.3099 | Simple method | 19.5013
2020-08-01 | SLD_LV | Simple method region | 113491.4716 | 0.9035 | 102539.5445 | SOU2 | 1.2872e-06 | 0.13199 | Simple method | 0.11537
2020-08-01 | SLD_LV | Simple method region | 113491.4716 | 0.9035 | 102539.5445 | TARW | 3.2853e-05 | 3.3687 | Simple method | 2.9447
2020-08-01 | SLD_LV | Simple method region | 113491.4716 | 0.9035 | 102539.5445 | TASM | 0.00052303 | 53.6317 | Simple method | 46.88
2020-08-01 | SLD_LV | Simple method region | 113491.4716 | 0.9035 | 102539.5445 | TBOP | 8.9006e-08 | 0.0091266 | Simple method | 0.0079777
2020-08-01 | SLD_LV | Simple method region | 113491.4716 | 0.9035 | 102539.5445 | TOD3 | 5.4763e-07 | 0.056154 | Simple method | 0.049084
2020-08-01 | SLD_LV | Simple method region | 113491.4716 | 0.9035 | 102539.5445 | TOPE | 2.8833e-05 | 2.9566 | Simple method | 2.5844
2020-08-01 | SLD_LV | Simple method region | 113491.4716 | 0.9035 | 102539.5445 | TRNZ | 7.8755e-06 | 0.80755 | Simple method | 0.70589
2020-08-01 | SLD_LV | Simple method region | 113491.4716 | 0.9035 | 102539.5445 | TRUG | 0.025534 | 2618.2078 | Simple method | 2288.6023
2020-08-01 | SLD_LV | Simple method region | 113491.4716 | 0.9035 | 102539.5445 | UNET | 0.00036024 | 36.9391 | Simple method | 32.2889
2020-08-01 | SLD_LV | Simple method region | 113491.4716 | 0.9035 | 102539.5445 | UNIS | 0.00014382 | 14.7469 | Simple method | 12.8904
2020-08-01 | SLD_LV | Simple method region | 113491.4716 | 0.9035 | 102539.5445 | VECT | 0.0015581 | 159.7648 | Simple method | 139.652
2020-08-01 | SLD_LV | Simple method region | 113491.4716 | 0.9035 | 102539.5445 | WAIP | 3.8243e-05 | 3.9215 | Simple method | 3.4278
2020-08-01 | SLD_LV | Simple method region | 113491.4716 | 0.9035 | 102539.5445 | WATA | 0.0001947 | 19.9641 | Simple method | 17.4508
2020-08-01 | SLD_LV | Simple method region | 113491.4716 | 0.9035 | 102539.5445 | WAV1 | 3.3775e-05 | 3.4633 | Simple method | 3.0273
2020-08-01 | SLD_LV | Simple method region | 113491.4716 | 0.9035 | 102539.5445 | WELE | 0.00017043 | 17.4756 | Simple method | 15.2756
2020-08-01 | SLD_LV | Simple method region | 113491.4716 | 0.9035 | 102539.5445 | WNST | 4.2368e-05 | 4.3444 | Simple method | 3.7975
2020-08-01 | SLD_LV | Simple method region | 113491.4716 | 0.9035 | 102539.5445 | WPOW | 0.00010387 | 10.6511 | Simple method | 9.3103
2020-08-01 | SLD_LV | Simple method region | 113491.4716 | 0.9035 | 102539.5445 | WTOM | 2.58e-05 | 2.6455 | Simple method | 2.3125
2020-09-01 | SLD_LV | Simple method region | 174711.2285 | 0.5459 | 95374.8597 | ALPE | 0.00048465 | 46.2235 | Simple method | 40.4044
2020-09-01 | SLD_LV | Simple method region | 174711.2285 | 0.5459 | 95374.8597 | BUEL | 2.7191e-05 | 2.5933 | Simple method | 2.2668
2020-09-01 | SLD_LV | Simple method region | 174711.2285 | 0.5459 | 95374.8597 | CHBP | 8.0848e-06 | 0.77109 | Simple method | 0.67402
2020-09-01 | SLD_LV | Simple method region | 174711.2285 | 0.5459 | 95374.8597 | COUP | 6.3058e-05 | 6.0142 | Simple method | 5.257
2020-09-01 | SLD_LV | Simple method region | 174711.2285 | 0.5459 | 95374.8597 | CTCT | 0.38088 | 36326.3973 | Simple method | 31753.2766
2020-09-01 | SLD_LV | Simple method region | 174711.2285 | 0.5459 | 95374.8597 | DUNE | 0.0033505 | 319.5541 | Simple method | 279.3255
2020-09-01 | SLD_LV | Simple method region | 174711.2285 | 0.5459 | 95374.8597 | EASH | 0.00041648 | 39.7217 | Simple method | 34.7211
2020-09-01 | SLD_LV | Simple method region | 174711.2285 | 0.5459 | 95374.8597 | EAST | 2.5716e-05 | 2.4527 | Simple method | 2.1439
2020-09-01 | SLD_LV | Simple method region | 174711.2285 | 0.5459 | 95374.8597 | GENE | 0.0012736 | 121.4695 | Simple method | 106.1778
2020-09-01 | SLD_LV | Simple method region | 174711.2285 | 0.5459 | 95374.8597 | HORO | 5.2169e-05 | 4.9756 | Simple method | 4.3492
2020-09-01 | SLD_LV | Simple method region | 174711.2285 | 0.5459 | 95374.8597 | HRZE | 5.9431e-05 | 5.6682 | Simple method | 4.9546
2020-09-01 | SLD_LV | Simple method region | 174711.2285 | 0.5459 | 95374.8597 | KIWI | 1.1339e-07 | 0.010814 | Simple method | 0.009453
2020-09-01 | SLD_LV | Simple method region | 174711.2285 | 0.5459 | 95374.8597 | KUPE | 4.1964e-06 | 0.40023 | Simple method | 0.34984
2020-09-01 | SLD_LV | Simple method region | 174711.2285 | 0.5459 | 95374.8597 | MARL | 0.00026202 | 24.9906 | Simple method | 21.8445
2020-09-01 | SLD_LV | Simple method region | 174711.2285 | 0.5459 | 95374.8597 | MELT | 2.0213e-07 | 0.019279 | Simple method | 0.016852
2020-09-01 | SLD_LV | Simple method region | 174711.2285 | 0.5459 | 95374.8597 | MELW | 1.1862e-07 | 0.011313 | Simple method | 0.009889
2020-09-01 | SLD_LV | Simple method region | 174711.2285 | 0.5459 | 95374.8597 | MERI | 0.097327 | 9282.5212 | Simple method | 8113.947
2020-09-01 | SLD_LV | Simple method region | 174711.2285 | 0.5459 | 95374.8597 | METH | 3.3955e-06 | 0.32384 | Simple method | 0.28308
2020-09-01 | SLD_LV | Simple method region | 174711.2285 | 0.5459 | 95374.8597 | MPOW | 0.00050145 | 47.8259 | Simple method | 41.8051
2020-09-01 | SLD_LV | Simple method region | 174711.2285 | 0.5459 | 95374.8597 | MRPL | 0.00021376 | 20.3874 | Simple method | 17.8208
2020-09-01 | SLD_LV | Simple method region | 174711.2285 | 0.5459 | 95374.8597 | MSVP | 5.7678e-05 | 5.501 | Simple method | 4.8085
2020-09-01 | SLD_LV | Simple method region | 174711.2285 | 0.5459 | 95374.8597 | NAPA | 8.7811e-05 | 8.3749 | Simple method | 7.3206
2020-09-01 | SLD_LV | Simple method region | 174711.2285 | 0.5459 | 95374.8597 | NELS | 4.3636e-05 | 4.1618 | Simple method | 3.6378
2020-09-01 | SLD_LV | Simple method region | 174711.2285 | 0.5459 | 95374.8597 | NPOW | 0.00018722 | 17.8557 | Simple method | 15.6078
2020-09-01 | SLD_LV | Simple method region | 174711.2285 | 0.5459 | 95374.8597 | NTRG | 5.3645e-05 | 5.1163 | Simple method | 4.4722
2020-09-01 | SLD_LV | Simple method region | 174711.2285 | 0.5459 | 95374.8597 | NZAS | 0.01664 | 1587.0567 | Simple method | 1387.2625
2020-09-01 | SLD_LV | Simple method region | 174711.2285 | 0.5459 | 95374.8597 | NZST | 7.4175e-05 | 7.0744 | Simple method | 6.1838
2020-09-01 | SLD_LV | Simple method region | 174711.2285 | 0.5459 | 95374.8597 | OMVP | 5.4498e-06 | 0.51978 | Simple method | 0.45434
2020-09-01 | SLD_LV | Simple method region | 174711.2285 | 0.5459 | 95374.8597 | ORON | 0.0026571 | 253.4181 | Simple method | 221.5153
2020-09-01 | SLD_LV | Simple method region | 174711.2285 | 0.5459 | 95374.8597 | PANP | 7.5907e-05 | 7.2396 | Simple method | 6.3282
2020-09-01 | SLD_LV | Simple method region | 174711.2285 | 0.5459 | 95374.8597 | POCO | 0.00035499 | 33.8567 | Simple method | 29.5945
2020-09-01 | SLD_LV | Simple method region | 174711.2285 | 0.5459 | 95374.8597 | POWN | 0.41298 | 39388.0065 | Simple method | 34429.4606
2020-09-01 | SLD_LV | Simple method region | 174711.2285 | 0.5459 | 95374.8597 | RAYN | 0.052729 | 5029.0593 | Simple method | 4395.9523
2020-09-01 | SLD_LV | Simple method region | 174711.2285 | 0.5459 | 95374.8597 | SCAN | 5.6638e-06 | 0.54018 | Simple method | 0.47218
2020-09-01 | SLD_LV | Simple method region | 174711.2285 | 0.5459 | 95374.8597 | SCGL | 2.2272e-07 | 0.021242 | Simple method | 0.018568
2020-09-01 | SLD_LV | Simple method region | 174711.2285 | 0.5459 | 95374.8597 | SHPK | 7.2968e-08 | 0.0069593 | Simple method | 0.0060832
2020-09-01 | SLD_LV | Simple method region | 174711.2285 | 0.5459 | 95374.8597 | SKOG | 7.5711e-05 | 7.221 | Simple method | 6.3119
2020-09-01 | SLD_LV | Simple method region | 174711.2285 | 0.5459 | 95374.8597 | SOLE | 0.00021757 | 20.751 | Simple method | 18.1387
2020-09-01 | SLD_LV | Simple method region | 174711.2285 | 0.5459 | 95374.8597 | SOU2 | 1.2872e-06 | 0.12277 | Simple method | 0.10731
2020-09-01 | SLD_LV | Simple method region | 174711.2285 | 0.5459 | 95374.8597 | TARW | 3.2853e-05 | 3.1334 | Simple method | 2.7389
2020-09-01 | SLD_LV | Simple method region | 174711.2285 | 0.5459 | 95374.8597 | TASM | 0.00052303 | 49.8843 | Simple method | 43.6044
2020-09-01 | SLD_LV | Simple method region | 174711.2285 | 0.5459 | 95374.8597 | TBOP | 8.9006e-08 | 0.0084889 | Simple method | 0.0074202
2020-09-01 | SLD_LV | Simple method region | 174711.2285 | 0.5459 | 95374.8597 | TOD3 | 5.4763e-07 | 0.05223 | Simple method | 0.045655
2020-09-01 | SLD_LV | Simple method region | 174711.2285 | 0.5459 | 95374.8597 | TOPE | 2.8833e-05 | 2.75 | Simple method | 2.4038
2020-09-01 | SLD_LV | Simple method region | 174711.2285 | 0.5459 | 95374.8597 | TRNZ | 7.8755e-06 | 0.75113 | Simple method | 0.65657
2020-09-01 | SLD_LV | Simple method region | 174711.2285 | 0.5459 | 95374.8597 | TRUG | 0.025534 | 2435.2673 | Simple method | 2128.6922
2020-09-01 | SLD_LV | Simple method region | 174711.2285 | 0.5459 | 95374.8597 | UNET | 0.00036024 | 34.3581 | Simple method | 30.0328
2020-09-01 | SLD_LV | Simple method region | 174711.2285 | 0.5459 | 95374.8597 | UNIS | 0.00014382 | 13.7165 | Simple method | 11.9898
2020-09-01 | SLD_LV | Simple method region | 174711.2285 | 0.5459 | 95374.8597 | VECT | 0.0015581 | 148.6016 | Simple method | 129.8942
2020-09-01 | SLD_LV | Simple method region | 174711.2285 | 0.5459 | 95374.8597 | WAIP | 3.8243e-05 | 3.6475 | Simple method | 3.1883
2020-09-01 | SLD_LV | Simple method region | 174711.2285 | 0.5459 | 95374.8597 | WATA | 0.0001947 | 18.5692 | Simple method | 16.2315
2020-09-01 | SLD_LV | Simple method region | 174711.2285 | 0.5459 | 95374.8597 | WAV1 | 3.3775e-05 | 3.2213 | Simple method | 2.8158
2020-09-01 | SLD_LV | Simple method region | 174711.2285 | 0.5459 | 95374.8597 | WELE | 0.00017043 | 16.2546 | Simple method | 14.2083
2020-09-01 | SLD_LV | Simple method region | 174711.2285 | 0.5459 | 95374.8597 | WNST | 4.2368e-05 | 4.0409 | Simple method | 3.5322
2020-09-01 | SLD_LV | Simple method region | 174711.2285 | 0.5459 | 95374.8597 | WPOW | 0.00010387 | 9.9069 | Simple method | 8.6597
2020-09-01 | SLD_LV | Simple method region | 174711.2285 | 0.5459 | 95374.8597 | WTOM | 2.58e-05 | 2.4607 | Simple method | 2.1509
2020-10-01 | SLD_LV | Simple method region | 136238.7578 | 0.4566 | 62206.6168 | ALPE | 0.00048465 | 30.1485 | Simple method | 26.3531
2020-10-01 | SLD_LV | Simple method region | 136238.7578 | 0.4566 | 62206.6168 | BUEL | 2.7191e-05 | 1.6914 | Simple method | 1.4785
2020-10-01 | SLD_LV | Simple method region | 136238.7578 | 0.4566 | 62206.6168 | CHBP | 8.0848e-06 | 0.50293 | Simple method | 0.43962
2020-10-01 | SLD_LV | Simple method region | 136238.7578 | 0.4566 | 62206.6168 | COUP | 6.3058e-05 | 3.9226 | Simple method | 3.4288
2020-10-01 | SLD_LV | Simple method region | 136238.7578 | 0.4566 | 62206.6168 | CTCT | 0.38088 | 23693.2698 | Simple method | 20710.5302
2020-10-01 | SLD_LV | Simple method region | 136238.7578 | 0.4566 | 62206.6168 | DUNE | 0.0033505 | 208.4237 | Simple method | 182.1853
2020-10-01 | SLD_LV | Simple method region | 136238.7578 | 0.4566 | 62206.6168 | EASH | 0.00041648 | 25.9078 | Simple method | 22.6462
2020-10-01 | SLD_LV | Simple method region | 136238.7578 | 0.4566 | 62206.6168 | EAST | 2.5716e-05 | 1.5997 | Simple method | 1.3983
2020-10-01 | SLD_LV | Simple method region | 136238.7578 | 0.4566 | 62206.6168 | GENE | 0.0012736 | 79.2264 | Simple method | 69.2526
2020-10-01 | SLD_LV | Simple method region | 136238.7578 | 0.4566 | 62206.6168 | HORO | 5.2169e-05 | 3.2453 | Simple method | 2.8367
2020-10-01 | SLD_LV | Simple method region | 136238.7578 | 0.4566 | 62206.6168 | HRZE | 5.9431e-05 | 3.697 | Simple method | 3.2316
2020-10-01 | SLD_LV | Simple method region | 136238.7578 | 0.4566 | 62206.6168 | KIWI | 1.1339e-07 | 0.0070536 | Simple method | 0.0061656
2020-10-01 | SLD_LV | Simple method region | 136238.7578 | 0.4566 | 62206.6168 | KUPE | 4.1964e-06 | 0.26104 | Simple method | 0.22818
2020-10-01 | SLD_LV | Simple method region | 136238.7578 | 0.4566 | 62206.6168 | MARL | 0.00026202 | 16.2997 | Simple method | 14.2477
2020-10-01 | SLD_LV | Simple method region | 136238.7578 | 0.4566 | 62206.6168 | MELT | 2.0213e-07 | 0.012574 | Simple method | 0.010991
2020-10-01 | SLD_LV | Simple method region | 136238.7578 | 0.4566 | 62206.6168 | MELW | 1.1862e-07 | 0.0073789 | Simple method | 0.0064499
2020-10-01 | SLD_LV | Simple method region | 136238.7578 | 0.4566 | 62206.6168 | MERI | 0.097327 | 6054.3653 | Simple method | 5292.1828
2020-10-01 | SLD_LV | Simple method region | 136238.7578 | 0.4566 | 62206.6168 | METH | 3.3955e-06 | 0.21122 | Simple method | 0.18463
2020-10-01 | SLD_LV | Simple method region | 136238.7578 | 0.4566 | 62206.6168 | MPOW | 0.00050145 | 31.1936 | Simple method | 27.2667
2020-10-01 | SLD_LV | Simple method region | 136238.7578 | 0.4566 | 62206.6168 | MRPL | 0.00021376 | 13.2973 | Simple method | 11.6233
2020-10-01 | SLD_LV | Simple method region | 136238.7578 | 0.4566 | 62206.6168 | MSVP | 5.7678e-05 | 3.588 | Simple method | 3.1363
2020-10-01 | SLD_LV | Simple method region | 136238.7578 | 0.4566 | 62206.6168 | NAPA | 8.7811e-05 | 5.4624 | Simple method | 4.7747
2020-10-01 | SLD_LV | Simple method region | 136238.7578 | 0.4566 | 62206.6168 | NELS | 4.3636e-05 | 2.7144 | Simple method | 2.3727
2020-10-01 | SLD_LV | Simple method region | 136238.7578 | 0.4566 | 62206.6168 | NPOW | 0.00018722 | 11.6461 | Simple method | 10.1799
2020-10-01 | SLD_LV | Simple method region | 136238.7578 | 0.4566 | 62206.6168 | NTRG | 5.3645e-05 | 3.337 | Simple method | 2.9169
2020-10-01 | SLD_LV | Simple method region | 136238.7578 | 0.4566 | 62206.6168 | NZAS | 0.01664 | 1035.1305 | Simple method | 904.8182
2020-10-01 | SLD_LV | Simple method region | 136238.7578 | 0.4566 | 62206.6168 | NZST | 7.4175e-05 | 4.6142 | Simple method | 4.0333
2020-10-01 | SLD_LV | Simple method region | 136238.7578 | 0.4566 | 62206.6168 | OMVP | 5.4498e-06 | 0.33902 | Simple method | 0.29634
2020-10-01 | SLD_LV | Simple method region | 136238.7578 | 0.4566 | 62206.6168 | ORON | 0.0026571 | 165.2876 | Simple method | 144.4796
2020-10-01 | SLD_LV | Simple method region | 136238.7578 | 0.4566 | 62206.6168 | PANP | 7.5907e-05 | 4.7219 | Simple method | 4.1275
2020-10-01 | SLD_LV | Simple method region | 136238.7578 | 0.4566 | 62206.6168 | POCO | 0.00035499 | 22.0825 | Simple method | 19.3025
2020-10-01 | SLD_LV | Simple method region | 136238.7578 | 0.4566 | 62206.6168 | POWN | 0.41298 | 25690.1519 | Simple method | 22456.0253
2020-10-01 | SLD_LV | Simple method region | 136238.7578 | 0.4566 | 62206.6168 | RAYN | 0.052729 | 3280.1177 | Simple method | 2867.1845
2020-10-01 | SLD_LV | Simple method region | 136238.7578 | 0.4566 | 62206.6168 | SCAN | 5.6638e-06 | 0.35233 | Simple method | 0.30797
2020-10-01 | SLD_LV | Simple method region | 136238.7578 | 0.4566 | 62206.6168 | SCGL | 2.2272e-07 | 0.013855 | Simple method | 0.01211
2020-10-01 | SLD_LV | Simple method region | 136238.7578 | 0.4566 | 62206.6168 | SHPK | 7.2968e-08 | 0.0045391 | Simple method | 0.0039677
2020-10-01 | SLD_LV | Simple method region | 136238.7578 | 0.4566 | 62206.6168 | SKOG | 7.5711e-05 | 4.7097 | Simple method | 4.1168
2020-10-01 | SLD_LV | Simple method region | 136238.7578 | 0.4566 | 62206.6168 | SOLE | 0.00021757 | 13.5345 | Simple method | 11.8306
2020-10-01 | SLD_LV | Simple method region | 136238.7578 | 0.4566 | 62206.6168 | SOU2 | 1.2872e-06 | 0.080073 | Simple method | 0.069992
2020-10-01 | SLD_LV | Simple method region | 136238.7578 | 0.4566 | 62206.6168 | TARW | 3.2853e-05 | 2.0437 | Simple method | 1.7864
2020-10-01 | SLD_LV | Simple method region | 136238.7578 | 0.4566 | 62206.6168 | TASM | 0.00052303 | 32.5362 | Simple method | 28.4402
2020-10-01 | SLD_LV | Simple method region | 136238.7578 | 0.4566 | 62206.6168 | TBOP | 8.9006e-08 | 0.0055367 | Simple method | 0.0048397
2020-10-01 | SLD_LV | Simple method region | 136238.7578 | 0.4566 | 62206.6168 | TOD3 | 5.4763e-07 | 0.034066 | Simple method | 0.029778
2020-10-01 | SLD_LV | Simple method region | 136238.7578 | 0.4566 | 62206.6168 | TOPE | 2.8833e-05 | 1.7936 | Simple method | 1.5678
2020-10-01 | SLD_LV | Simple method region | 136238.7578 | 0.4566 | 62206.6168 | TRNZ | 7.8755e-06 | 0.48991 | Simple method | 0.42824
2020-10-01 | SLD_LV | Simple method region | 136238.7578 | 0.4566 | 62206.6168 | TRUG | 0.025534 | 1588.3614 | Simple method | 1388.403
2020-10-01 | SLD_LV | Simple method region | 136238.7578 | 0.4566 | 62206.6168 | UNET | 0.00036024 | 22.4095 | Simple method | 19.5884
2020-10-01 | SLD_LV | Simple method region | 136238.7578 | 0.4566 | 62206.6168 | UNIS | 0.00014382 | 8.9464 | Simple method | 7.8201
2020-10-01 | SLD_LV | Simple method region | 136238.7578 | 0.4566 | 62206.6168 | VECT | 0.0015581 | 96.9229 | Simple method | 84.7213
2020-10-01 | SLD_LV | Simple method region | 136238.7578 | 0.4566 | 62206.6168 | WAIP | 3.8243e-05 | 2.379 | Simple method | 2.0795
2020-10-01 | SLD_LV | Simple method region | 136238.7578 | 0.4566 | 62206.6168 | WATA | 0.0001947 | 12.1114 | Simple method | 10.5867
2020-10-01 | SLD_LV | Simple method region | 136238.7578 | 0.4566 | 62206.6168 | WAV1 | 3.3775e-05 | 2.1011 | Simple method | 1.8366
2020-10-01 | SLD_LV | Simple method region | 136238.7578 | 0.4566 | 62206.6168 | WELE | 0.00017043 | 10.6018 | Simple method | 9.2671
2020-10-01 | SLD_LV | Simple method region | 136238.7578 | 0.4566 | 62206.6168 | WNST | 4.2368e-05 | 2.6356 | Simple method | 2.3038
2020-10-01 | SLD_LV | Simple method region | 136238.7578 | 0.4566 | 62206.6168 | WPOW | 0.00010387 | 6.4616 | Simple method | 5.6482
2020-10-01 | SLD_LV | Simple method region | 136238.7578 | 0.4566 | 62206.6168 | WTOM | 2.58e-05 | 1.6049 | Simple method | 1.4029
2020-11-01 | SLD_LV | Simple method region | 59474.4666 | 0.545 | 32413.5843 | ALPE | 0.00048465 | 15.7093 | Simple method | 13.7316
2020-11-01 | SLD_LV | Simple method region | 59474.4666 | 0.545 | 32413.5843 | BUEL | 2.7191e-05 | 0.88134 | Simple method | 0.77039
2020-11-01 | SLD_LV | Simple method region | 59474.4666 | 0.545 | 32413.5843 | CHBP | 8.0848e-06 | 0.26206 | Simple method | 0.22907
2020-11-01 | SLD_LV | Simple method region | 59474.4666 | 0.545 | 32413.5843 | COUP | 6.3058e-05 | 2.0439 | Simple method | 1.7866
2020-11-01 | SLD_LV | Simple method region | 59474.4666 | 0.545 | 32413.5843 | CTCT | 0.38088 | 12345.693 | Simple method | 10791.497
2020-11-01 | SLD_LV | Simple method region | 59474.4666 | 0.545 | 32413.5843 | DUNE | 0.0033505 | 108.6019 | Simple method | 94.93
2020-11-01 | SLD_LV | Simple method region | 59474.4666 | 0.545 | 32413.5843 | EASH | 0.00041648 | 13.4996 | Simple method | 11.8001
2020-11-01 | SLD_LV | Simple method region | 59474.4666 | 0.545 | 32413.5843 | EAST | 2.5716e-05 | 0.83356 | Simple method | 0.72863
2020-11-01 | SLD_LV | Simple method region | 59474.4666 | 0.545 | 32413.5843 | GENE | 0.0012736 | 41.282 | Simple method | 36.085
2020-11-01 | SLD_LV | Simple method region | 59474.4666 | 0.545 | 32413.5843 | HORO | 5.2169e-05 | 1.691 | Simple method | 1.4781
2020-11-01 | SLD_LV | Simple method region | 59474.4666 | 0.545 | 32413.5843 | HRZE | 5.9431e-05 | 1.9264 | Simple method | 1.6839
2020-11-01 | SLD_LV | Simple method region | 59474.4666 | 0.545 | 32413.5843 | KIWI | 1.1339e-07 | 0.0036753 | Simple method | 0.0032127
2020-11-01 | SLD_LV | Simple method region | 59474.4666 | 0.545 | 32413.5843 | KUPE | 4.1964e-06 | 0.13602 | Simple method | 0.1189
2020-11-01 | SLD_LV | Simple method region | 59474.4666 | 0.545 | 32413.5843 | MARL | 0.00026202 | 8.4932 | Simple method | 7.424
2020-11-01 | SLD_LV | Simple method region | 59474.4666 | 0.545 | 32413.5843 | MELT | 2.0213e-07 | 0.0065519 | Simple method | 0.0057271
2020-11-01 | SLD_LV | Simple method region | 59474.4666 | 0.545 | 32413.5843 | MELW | 1.1862e-07 | 0.0038449 | Simple method | 0.0033608
2020-11-01 | SLD_LV | Simple method region | 59474.4666 | 0.545 | 32413.5843 | MERI | 0.097327 | 3154.7075 | Simple method | 2757.5622
2020-11-01 | SLD_LV | Simple method region | 59474.4666 | 0.545 | 32413.5843 | METH | 3.3955e-06 | 0.11006 | Simple method | 0.096204
2020-11-01 | SLD_LV | Simple method region | 59474.4666 | 0.545 | 32413.5843 | MPOW | 0.00050145 | 16.2538 | Simple method | 14.2077
2020-11-01 | SLD_LV | Simple method region | 59474.4666 | 0.545 | 32413.5843 | MRPL | 0.00021376 | 6.9287 | Simple method | 6.0565
2020-11-01 | SLD_LV | Simple method region | 59474.4666 | 0.545 | 32413.5843 | MSVP | 5.7678e-05 | 1.8696 | Simple method | 1.6342
2020-11-01 | SLD_LV | Simple method region | 59474.4666 | 0.545 | 32413.5843 | NAPA | 8.7811e-05 | 2.8463 | Simple method | 2.4879
2020-11-01 | SLD_LV | Simple method region | 59474.4666 | 0.545 | 32413.5843 | NELS | 4.3636e-05 | 1.4144 | Simple method | 1.2363
2020-11-01 | SLD_LV | Simple method region | 59474.4666 | 0.545 | 32413.5843 | NPOW | 0.00018722 | 6.0683 | Simple method | 5.3044
2020-11-01 | SLD_LV | Simple method region | 59474.4666 | 0.545 | 32413.5843 | NTRG | 5.3645e-05 | 1.7388 | Simple method | 1.5199
2020-11-01 | SLD_LV | Simple method region | 59474.4666 | 0.545 | 32413.5843 | NZAS | 0.01664 | 539.3685 | Simple method | 471.4675
2020-11-01 | SLD_LV | Simple method region | 59474.4666 | 0.545 | 32413.5843 | NZST | 7.4175e-05 | 2.4043 | Simple method | 2.1016
2020-11-01 | SLD_LV | Simple method region | 59474.4666 | 0.545 | 32413.5843 | OMVP | 5.4498e-06 | 0.17665 | Simple method | 0.15441
2020-11-01 | SLD_LV | Simple method region | 59474.4666 | 0.545 | 32413.5843 | ORON | 0.0026571 | 86.1253 | Simple method | 75.283
2020-11-01 | SLD_LV | Simple method region | 59474.4666 | 0.545 | 32413.5843 | PANP | 7.5907e-05 | 2.4604 | Simple method | 2.1507
2020-11-01 | SLD_LV | Simple method region | 59474.4666 | 0.545 | 32413.5843 | POCO | 0.00035499 | 11.5064 | Simple method | 10.0578
2020-11-01 | SLD_LV | Simple method region | 59474.4666 | 0.545 | 32413.5843 | POWN | 0.41298 | 13386.195 | Simple method | 11701.0104
2020-11-01 | SLD_LV | Simple method region | 59474.4666 | 0.545 | 32413.5843 | RAYN | 0.052729 | 1709.1489 | Simple method | 1493.9846
2020-11-01 | SLD_LV | Simple method region | 59474.4666 | 0.545 | 32413.5843 | SCAN | 5.6638e-06 | 0.18358 | Simple method | 0.16047
2020-11-01 | SLD_LV | Simple method region | 59474.4666 | 0.545 | 32413.5843 | SCGL | 2.2272e-07 | 0.0072191 | Simple method | 0.0063103
2020-11-01 | SLD_LV | Simple method region | 59474.4666 | 0.545 | 32413.5843 | SHPK | 7.2968e-08 | 0.0023651 | Simple method | 0.0020674
2020-11-01 | SLD_LV | Simple method region | 59474.4666 | 0.545 | 32413.5843 | SKOG | 7.5711e-05 | 2.4541 | Simple method | 2.1451
2020-11-01 | SLD_LV | Simple method region | 59474.4666 | 0.545 | 32413.5843 | SOLE | 0.00021757 | 7.0523 | Simple method | 6.1645
2020-11-01 | SLD_LV | Simple method region | 59474.4666 | 0.545 | 32413.5843 | SOU2 | 1.2872e-06 | 0.041723 | Simple method | 0.03647
2020-11-01 | SLD_LV | Simple method region | 59474.4666 | 0.545 | 32413.5843 | TARW | 3.2853e-05 | 1.0649 | Simple method | 0.93083
2020-11-01 | SLD_LV | Simple method region | 59474.4666 | 0.545 | 32413.5843 | TASM | 0.00052303 | 16.9534 | Simple method | 14.8192
2020-11-01 | SLD_LV | Simple method region | 59474.4666 | 0.545 | 32413.5843 | TBOP | 8.9006e-08 | 0.002885 | Simple method | 0.0025218
2020-11-01 | SLD_LV | Simple method region | 59474.4666 | 0.545 | 32413.5843 | TOD3 | 5.4763e-07 | 0.017751 | Simple method | 0.015516
2020-11-01 | SLD_LV | Simple method region | 59474.4666 | 0.545 | 32413.5843 | TOPE | 2.8833e-05 | 0.9346 | Simple method | 0.81694
2020-11-01 | SLD_LV | Simple method region | 59474.4666 | 0.545 | 32413.5843 | TRNZ | 7.8755e-06 | 0.25527 | Simple method | 0.22314
2020-11-01 | SLD_LV | Simple method region | 59474.4666 | 0.545 | 32413.5843 | TRUG | 0.025534 | 827.6368 | Simple method | 723.4458
2020-11-01 | SLD_LV | Simple method region | 59474.4666 | 0.545 | 32413.5843 | UNET | 0.00036024 | 11.6768 | Simple method | 10.2068
2020-11-01 | SLD_LV | Simple method region | 59474.4666 | 0.545 | 32413.5843 | UNIS | 0.00014382 | 4.6616 | Simple method | 4.0748
2020-11-01 | SLD_LV | Simple method region | 59474.4666 | 0.545 | 32413.5843 | VECT | 0.0015581 | 50.5029 | Simple method | 44.1451
2020-11-01 | SLD_LV | Simple method region | 59474.4666 | 0.545 | 32413.5843 | WAIP | 3.8243e-05 | 1.2396 | Simple method | 1.0836
2020-11-01 | SLD_LV | Simple method region | 59474.4666 | 0.545 | 32413.5843 | WATA | 0.0001947 | 6.3108 | Simple method | 5.5164
2020-11-01 | SLD_LV | Simple method region | 59474.4666 | 0.545 | 32413.5843 | WAV1 | 3.3775e-05 | 1.0948 | Simple method | 0.95696
2020-11-01 | SLD_LV | Simple method region | 59474.4666 | 0.545 | 32413.5843 | WELE | 0.00017043 | 5.5242 | Simple method | 4.8287
2020-11-01 | SLD_LV | Simple method region | 59474.4666 | 0.545 | 32413.5843 | WNST | 4.2368e-05 | 1.3733 | Simple method | 1.2004
2020-11-01 | SLD_LV | Simple method region | 59474.4666 | 0.545 | 32413.5843 | WPOW | 0.00010387 | 3.3669 | Simple method | 2.943
2020-11-01 | SLD_LV | Simple method region | 59474.4666 | 0.545 | 32413.5843 | WTOM | 2.58e-05 | 0.83628 | Simple method | 0.731
2020-12-01 | SLD_LV | Simple method region | 56506.9698 | 0.5907 | 33378.667 | ALPE | 0.00048465 | 16.177 | Simple method | 14.1405
2020-12-01 | SLD_LV | Simple method region | 56506.9698 | 0.5907 | 33378.667 | BUEL | 2.7191e-05 | 0.90758 | Simple method | 0.79333
2020-12-01 | SLD_LV | Simple method region | 56506.9698 | 0.5907 | 33378.667 | CHBP | 8.0848e-06 | 0.26986 | Simple method | 0.23589
2020-12-01 | SLD_LV | Simple method region | 56506.9698 | 0.5907 | 33378.667 | COUP | 6.3058e-05 | 2.1048 | Simple method | 1.8398
2020-12-01 | SLD_LV | Simple method region | 56506.9698 | 0.5907 | 33378.667 | CTCT | 0.38088 | 12713.274 | Simple method | 11112.8032
2020-12-01 | SLD_LV | Simple method region | 56506.9698 | 0.5907 | 33378.667 | DUNE | 0.0033505 | 111.8354 | Simple method | 97.7565
2020-12-01 | SLD_LV | Simple method region | 56506.9698 | 0.5907 | 33378.667 | EASH | 0.00041648 | 13.9015 | Simple method | 12.1515
2020-12-01 | SLD_LV | Simple method region | 56506.9698 | 0.5907 | 33378.667 | EAST | 2.5716e-05 | 0.85838 | Simple method | 0.75032
2020-12-01 | SLD_LV | Simple method region | 56506.9698 | 0.5907 | 33378.667 | GENE | 0.0012736 | 42.5111 | Simple method | 37.1594
2020-12-01 | SLD_LV | Simple method region | 56506.9698 | 0.5907 | 33378.667 | HORO | 5.2169e-05 | 1.7413 | Simple method | 1.5221
2020-12-01 | SLD_LV | Simple method region | 56506.9698 | 0.5907 | 33378.667 | HRZE | 5.9431e-05 | 1.9837 | Simple method | 1.734
2020-12-01 | SLD_LV | Simple method region | 56506.9698 | 0.5907 | 33378.667 | KIWI | 1.1339e-07 | 0.0037848 | Simple method | 0.0033083
2020-12-01 | SLD_LV | Simple method region | 56506.9698 | 0.5907 | 33378.667 | KUPE | 4.1964e-06 | 0.14007 | Simple method | 0.12244
2020-12-01 | SLD_LV | Simple method region | 56506.9698 | 0.5907 | 33378.667 | MARL | 0.00026202 | 8.746 | Simple method | 7.645
2020-12-01 | SLD_LV | Simple method region | 56506.9698 | 0.5907 | 33378.667 | MELT | 2.0213e-07 | 0.006747 | Simple method | 0.0058976
2020-12-01 | SLD_LV | Simple method region | 56506.9698 | 0.5907 | 33378.667 | MELW | 1.1862e-07 | 0.0039593 | Simple method | 0.0034609
2020-12-01 | SLD_LV | Simple method region | 56506.9698 | 0.5907 | 33378.667 | MERI | 0.097327 | 3248.6358 | Simple method | 2839.6659
2020-12-01 | SLD_LV | Simple method region | 56506.9698 | 0.5907 | 33378.667 | METH | 3.3955e-06 | 0.11334 | Simple method | 0.099069
2020-12-01 | SLD_LV | Simple method region | 56506.9698 | 0.5907 | 33378.667 | MPOW | 0.00050145 | 16.7378 | Simple method | 14.6307
2020-12-01 | SLD_LV | Simple method region | 56506.9698 | 0.5907 | 33378.667 | MRPL | 0.00021376 | 7.135 | Simple method | 6.2368
2020-12-01 | SLD_LV | Simple method region | 56506.9698 | 0.5907 | 33378.667 | MSVP | 5.7678e-05 | 1.9252 | Simple method | 1.6829
2020-12-01 | SLD_LV | Simple method region | 56506.9698 | 0.5907 | 33378.667 | NAPA | 8.7811e-05 | 2.931 | Simple method | 2.562
2020-12-01 | SLD_LV | Simple method region | 56506.9698 | 0.5907 | 33378.667 | NELS | 4.3636e-05 | 1.4565 | Simple method | 1.2731
2020-12-01 | SLD_LV | Simple method region | 56506.9698 | 0.5907 | 33378.667 | NPOW | 0.00018722 | 6.249 | Simple method | 5.4623
2020-12-01 | SLD_LV | Simple method region | 56506.9698 | 0.5907 | 33378.667 | NTRG | 5.3645e-05 | 1.7906 | Simple method | 1.5652
2020-12-01 | SLD_LV | Simple method region | 56506.9698 | 0.5907 | 33378.667 | NZAS | 0.01664 | 555.4277 | Simple method | 485.505
2020-12-01 | SLD_LV | Simple method region | 56506.9698 | 0.5907 | 33378.667 | NZST | 7.4175e-05 | 2.4759 | Simple method | 2.1642
2020-12-01 | SLD_LV | Simple method region | 56506.9698 | 0.5907 | 33378.667 | OMVP | 5.4498e-06 | 0.18191 | Simple method | 0.15901
2020-12-01 | SLD_LV | Simple method region | 56506.9698 | 0.5907 | 33378.667 | ORON | 0.0026571 | 88.6896 | Simple method | 77.5245
2020-12-01 | SLD_LV | Simple method region | 56506.9698 | 0.5907 | 33378.667 | PANP | 7.5907e-05 | 2.5337 | Simple method | 2.2147
2020-12-01 | SLD_LV | Simple method region | 56506.9698 | 0.5907 | 33378.667 | POCO | 0.00035499 | 11.849 | Simple method | 10.3573
2020-12-01 | SLD_LV | Simple method region | 56506.9698 | 0.5907 | 33378.667 | POWN | 0.41298 | 13784.7558 | Simple method | 12049.3965
2020-12-01 | SLD_LV | Simple method region | 56506.9698 | 0.5907 | 33378.667 | RAYN | 0.052729 | 1760.0371 | Simple method | 1538.4665
2020-12-01 | SLD_LV | Simple method region | 56506.9698 | 0.5907 | 33378.667 | SCAN | 5.6638e-06 | 0.18905 | Simple method | 0.16525
2020-12-01 | SLD_LV | Simple method region | 56506.9698 | 0.5907 | 33378.667 | SCGL | 2.2272e-07 | 0.007434 | Simple method | 0.0064982
2020-12-01 | SLD_LV | Simple method region | 56506.9698 | 0.5907 | 33378.667 | SHPK | 7.2968e-08 | 0.0024356 | Simple method | 0.002129
2020-12-01 | SLD_LV | Simple method region | 56506.9698 | 0.5907 | 33378.667 | SKOG | 7.5711e-05 | 2.5271 | Simple method | 2.209
2020-12-01 | SLD_LV | Simple method region | 56506.9698 | 0.5907 | 33378.667 | SOLE | 0.00021757 | 7.2623 | Simple method | 6.3481
2020-12-01 | SLD_LV | Simple method region | 56506.9698 | 0.5907 | 33378.667 | SOU2 | 1.2872e-06 | 0.042965 | Simple method | 0.037556
2020-12-01 | SLD_LV | Simple method region | 56506.9698 | 0.5907 | 33378.667 | TARW | 3.2853e-05 | 1.0966 | Simple method | 0.95854
2020-12-01 | SLD_LV | Simple method region | 56506.9698 | 0.5907 | 33378.667 | TASM | 0.00052303 | 17.4582 | Simple method | 15.2604
2020-12-01 | SLD_LV | Simple method region | 56506.9698 | 0.5907 | 33378.667 | TBOP | 8.9006e-08 | 0.0029709 | Simple method | 0.0025969
2020-12-01 | SLD_LV | Simple method region | 56506.9698 | 0.5907 | 33378.667 | TOD3 | 5.4763e-07 | 0.018279 | Simple method | 0.015978
2020-12-01 | SLD_LV | Simple method region | 56506.9698 | 0.5907 | 33378.667 | TOPE | 2.8833e-05 | 0.96242 | Simple method | 0.84126
2020-12-01 | SLD_LV | Simple method region | 56506.9698 | 0.5907 | 33378.667 | TRNZ | 7.8755e-06 | 0.26287 | Simple method | 0.22978
2020-12-01 | SLD_LV | Simple method region | 56506.9698 | 0.5907 | 33378.667 | TRUG | 0.025534 | 852.2789 | Simple method | 744.9857
2020-12-01 | SLD_LV | Simple method region | 56506.9698 | 0.5907 | 33378.667 | UNET | 0.00036024 | 12.0244 | Simple method | 10.5107
2020-12-01 | SLD_LV | Simple method region | 56506.9698 | 0.5907 | 33378.667 | UNIS | 0.00014382 | 4.8004 | Simple method | 4.1961
2020-12-01 | SLD_LV | Simple method region | 56506.9698 | 0.5907 | 33378.667 | VECT | 0.0015581 | 52.0066 | Simple method | 45.4595
2020-12-01 | SLD_LV | Simple method region | 56506.9698 | 0.5907 | 33378.667 | WAIP | 3.8243e-05 | 1.2765 | Simple method | 1.1158
2020-12-01 | SLD_LV | Simple method region | 56506.9698 | 0.5907 | 33378.667 | WATA | 0.0001947 | 6.4987 | Simple method | 5.6806
2020-12-01 | SLD_LV | Simple method region | 56506.9698 | 0.5907 | 33378.667 | WAV1 | 3.3775e-05 | 1.1274 | Simple method | 0.98545
2020-12-01 | SLD_LV | Simple method region | 56506.9698 | 0.5907 | 33378.667 | WELE | 0.00017043 | 5.6887 | Simple method | 4.9725
2020-12-01 | SLD_LV | Simple method region | 56506.9698 | 0.5907 | 33378.667 | WNST | 4.2368e-05 | 1.4142 | Simple method | 1.2362
2020-12-01 | SLD_LV | Simple method region | 56506.9698 | 0.5907 | 33378.667 | WPOW | 0.00010387 | 3.4672 | Simple method | 3.0307
2020-12-01 | SLD_LV | Simple method region | 56506.9698 | 0.5907 | 33378.667 | WTOM | 2.58e-05 | 0.86118 | Simple method | 0.75276
2021-01-01 | SLD_LV | Simple method region | 87696.8096 | 0.674 | 59107.6497 | ALPE | 0.00048465 | 28.6466 | Simple method | 25.0403
2021-01-01 | SLD_LV | Simple method region | 87696.8096 | 0.674 | 59107.6497 | BUEL | 2.7191e-05 | 1.6072 | Simple method | 1.4048
2021-01-01 | SLD_LV | Simple method region | 87696.8096 | 0.674 | 59107.6497 | CHBP | 8.0848e-06 | 0.47788 | Simple method | 0.41772
2021-01-01 | SLD_LV | Simple method region | 87696.8096 | 0.674 | 59107.6497 | COUP | 6.3058e-05 | 3.7272 | Simple method | 3.258
2021-01-01 | SLD_LV | Simple method region | 87696.8096 | 0.674 | 59107.6497 | CTCT | 0.38088 | 22512.9345 | Simple method | 19678.787
2021-01-01 | SLD_LV | Simple method region | 87696.8096 | 0.674 | 59107.6497 | DUNE | 0.0033505 | 198.0405 | Simple method | 173.1093
2021-01-01 | SLD_LV | Simple method region | 87696.8096 | 0.674 | 59107.6497 | EASH | 0.00041648 | 24.6171 | Simple method | 21.5181
2021-01-01 | SLD_LV | Simple method region | 87696.8096 | 0.674 | 59107.6497 | EAST | 2.5716e-05 | 1.52 | Simple method | 1.3287
2021-01-01 | SLD_LV | Simple method region | 87696.8096 | 0.674 | 59107.6497 | GENE | 0.0012736 | 75.2796 | Simple method | 65.8026
2021-01-01 | SLD_LV | Simple method region | 87696.8096 | 0.674 | 59107.6497 | HORO | 5.2169e-05 | 3.0836 | Simple method | 2.6954
2021-01-01 | SLD_LV | Simple method region | 87696.8096 | 0.674 | 59107.6497 | HRZE | 5.9431e-05 | 3.5128 | Simple method | 3.0706
2021-01-01 | SLD_LV | Simple method region | 87696.8096 | 0.674 | 59107.6497 | KIWI | 1.1339e-07 | 0.0067022 | Simple method | 0.0058584
2021-01-01 | SLD_LV | Simple method region | 87696.8096 | 0.674 | 59107.6497 | KUPE | 4.1964e-06 | 0.24804 | Simple method | 0.21681
2021-01-01 | SLD_LV | Simple method region | 87696.8096 | 0.674 | 59107.6497 | MARL | 0.00026202 | 15.4877 | Simple method | 13.5379
2021-01-01 | SLD_LV | Simple method region | 87696.8096 | 0.674 | 59107.6497 | MELT | 2.0213e-07 | 0.011948 | Simple method | 0.010444
2021-01-01 | SLD_LV | Simple method region | 87696.8096 | 0.674 | 59107.6497 | MELW | 1.1862e-07 | 0.0070113 | Simple method | 0.0061286
2021-01-01 | SLD_LV | Simple method region | 87696.8096 | 0.674 | 59107.6497 | MERI | 0.097327 | 5752.753 | Simple method | 5028.5404
2021-01-01 | SLD_LV | Simple method region | 87696.8096 | 0.674 | 59107.6497 | METH | 3.3955e-06 | 0.2007 | Simple method | 0.17543
2021-01-01 | SLD_LV | Simple method region | 87696.8096 | 0.674 | 59107.6497 | MPOW | 0.00050145 | 29.6396 | Simple method | 25.9083
2021-01-01 | SLD_LV | Simple method region | 87696.8096 | 0.674 | 59107.6497 | MRPL | 0.00021376 | 12.6349 | Simple method | 11.0443
2021-01-01 | SLD_LV | Simple method region | 87696.8096 | 0.674 | 59107.6497 | MSVP | 5.7678e-05 | 3.4092 | Simple method | 2.98
2021-01-01 | SLD_LV | Simple method region | 87696.8096 | 0.674 | 59107.6497 | NAPA | 8.7811e-05 | 5.1903 | Simple method | 4.5369
2021-01-01 | SLD_LV | Simple method region | 87696.8096 | 0.674 | 59107.6497 | NELS | 4.3636e-05 | 2.5792 | Simple method | 2.2545
2021-01-01 | SLD_LV | Simple method region | 87696.8096 | 0.674 | 59107.6497 | NPOW | 0.00018722 | 11.0659 | Simple method | 9.6728
2021-01-01 | SLD_LV | Simple method region | 87696.8096 | 0.674 | 59107.6497 | NTRG | 5.3645e-05 | 3.1708 | Simple method | 2.7716
2021-01-01 | SLD_LV | Simple method region | 87696.8096 | 0.674 | 59107.6497 | NZAS | 0.01664 | 983.5631 | Simple method | 859.7426
2021-01-01 | SLD_LV | Simple method region | 87696.8096 | 0.674 | 59107.6497 | NZST | 7.4175e-05 | 4.3843 | Simple method | 3.8324
2021-01-01 | SLD_LV | Simple method region | 87696.8096 | 0.674 | 59107.6497 | OMVP | 5.4498e-06 | 0.32213 | Simple method | 0.28157
2021-01-01 | SLD_LV | Simple method region | 87696.8096 | 0.674 | 59107.6497 | ORON | 0.0026571 | 157.0534 | Simple method | 137.282
2021-01-01 | SLD_LV | Simple method region | 87696.8096 | 0.674 | 59107.6497 | PANP | 7.5907e-05 | 4.4867 | Simple method | 3.9219
2021-01-01 | SLD_LV | Simple method region | 87696.8096 | 0.674 | 59107.6497 | POCO | 0.00035499 | 20.9824 | Simple method | 18.3409
2021-01-01 | SLD_LV | Simple method region | 87696.8096 | 0.674 | 59107.6497 | POWN | 0.41298 | 24410.3373 | Simple method | 21337.3263
2021-01-01 | SLD_LV | Simple method region | 87696.8096 | 0.674 | 59107.6497 | RAYN | 0.052729 | 3116.711 | Simple method | 2724.3491
2021-01-01 | SLD_LV | Simple method region | 87696.8096 | 0.674 | 59107.6497 | SCAN | 5.6638e-06 | 0.33477 | Simple method | 0.29263
2021-01-01 | SLD_LV | Simple method region | 87696.8096 | 0.674 | 59107.6497 | SCGL | 2.2272e-07 | 0.013164 | Simple method | 0.011507
2021-01-01 | SLD_LV | Simple method region | 87696.8096 | 0.674 | 59107.6497 | SHPK | 7.2968e-08 | 0.004313 | Simple method | 0.00377
2021-01-01 | SLD_LV | Simple method region | 87696.8096 | 0.674 | 59107.6497 | SKOG | 7.5711e-05 | 4.4751 | Simple method | 3.9117
2021-01-01 | SLD_LV | Simple method region | 87696.8096 | 0.674 | 59107.6497 | SOLE | 0.00021757 | 12.8602 | Simple method | 11.2413
2021-01-01 | SLD_LV | Simple method region | 87696.8096 | 0.674 | 59107.6497 | SOU2 | 1.2872e-06 | 0.076084 | Simple method | 0.066505
2021-01-01 | SLD_LV | Simple method region | 87696.8096 | 0.674 | 59107.6497 | TARW | 3.2853e-05 | 1.9419 | Simple method | 1.6974
2021-01-01 | SLD_LV | Simple method region | 87696.8096 | 0.674 | 59107.6497 | TASM | 0.00052303 | 30.9153 | Simple method | 27.0234
2021-01-01 | SLD_LV | Simple method region | 87696.8096 | 0.674 | 59107.6497 | TBOP | 8.9006e-08 | 0.0052609 | Simple method | 0.0045986
2021-01-01 | SLD_LV | Simple method region | 87696.8096 | 0.674 | 59107.6497 | TOD3 | 5.4763e-07 | 0.032369 | Simple method | 0.028294
2021-01-01 | SLD_LV | Simple method region | 87696.8096 | 0.674 | 59107.6497 | TOPE | 2.8833e-05 | 1.7043 | Simple method | 1.4897
2021-01-01 | SLD_LV | Simple method region | 87696.8096 | 0.674 | 59107.6497 | TRNZ | 7.8755e-06 | 0.4655 | Simple method | 0.4069
2021-01-01 | SLD_LV | Simple method region | 87696.8096 | 0.674 | 59107.6497 | TRUG | 0.025534 | 1509.2334 | Simple method | 1319.2364
2021-01-01 | SLD_LV | Simple method region | 87696.8096 | 0.674 | 59107.6497 | UNET | 0.00036024 | 21.2931 | Simple method | 18.6125
2021-01-01 | SLD_LV | Simple method region | 87696.8096 | 0.674 | 59107.6497 | UNIS | 0.00014382 | 8.5007 | Simple method | 7.4305
2021-01-01 | SLD_LV | Simple method region | 87696.8096 | 0.674 | 59107.6497 | VECT | 0.0015581 | 92.0944 | Simple method | 80.5007
2021-01-01 | SLD_LV | Simple method region | 87696.8096 | 0.674 | 59107.6497 | WAIP | 3.8243e-05 | 2.2605 | Simple method | 1.9759
2021-01-01 | SLD_LV | Simple method region | 87696.8096 | 0.674 | 59107.6497 | WATA | 0.0001947 | 11.5081 | Simple method | 10.0593
2021-01-01 | SLD_LV | Simple method region | 87696.8096 | 0.674 | 59107.6497 | WAV1 | 3.3775e-05 | 1.9964 | Simple method | 1.7451
2021-01-01 | SLD_LV | Simple method region | 87696.8096 | 0.674 | 59107.6497 | WELE | 0.00017043 | 10.0736 | Simple method | 8.8054
2021-01-01 | SLD_LV | Simple method region | 87696.8096 | 0.674 | 59107.6497 | WNST | 4.2368e-05 | 2.5043 | Simple method | 2.189
2021-01-01 | SLD_LV | Simple method region | 87696.8096 | 0.674 | 59107.6497 | WPOW | 0.00010387 | 6.1397 | Simple method | 5.3668
2021-01-01 | SLD_LV | Simple method region | 87696.8096 | 0.674 | 59107.6497 | WTOM | 2.58e-05 | 1.525 | Simple method | 1.333
2021-02-01 | SLD_LV | Simple method region | 173805.4562 | 0.1953 | 33944.2056 | ALPE | 0.00048465 | 16.4511 | Simple method | 14.3801
2021-02-01 | SLD_LV | Simple method region | 173805.4562 | 0.1953 | 33944.2056 | BUEL | 2.7191e-05 | 0.92296 | Simple method | 0.80677
2021-02-01 | SLD_LV | Simple method region | 173805.4562 | 0.1953 | 33944.2056 | CHBP | 8.0848e-06 | 0.27443 | Simple method | 0.23988
2021-02-01 | SLD_LV | Simple method region | 173805.4562 | 0.1953 | 33944.2056 | COUP | 6.3058e-05 | 2.1405 | Simple method | 1.871
2021-02-01 | SLD_LV | Simple method region | 173805.4562 | 0.1953 | 33944.2056 | CTCT | 0.38088 | 12928.6764 | Simple method | 11301.0887
2021-02-01 | SLD_LV | Simple method region | 173805.4562 | 0.1953 | 33944.2056 | DUNE | 0.0033505 | 113.7303 | Simple method | 99.4128
2021-02-01 | SLD_LV | Simple method region | 173805.4562 | 0.1953 | 33944.2056 | EASH | 0.00041648 | 14.1371 | Simple method | 12.3573
2021-02-01 | SLD_LV | Simple method region | 173805.4562 | 0.1953 | 33944.2056 | EAST | 2.5716e-05 | 0.87292 | Simple method | 0.76303
2021-02-01 | SLD_LV | Simple method region | 173805.4562 | 0.1953 | 33944.2056 | GENE | 0.0012736 | 43.2314 | Simple method | 37.789
2021-02-01 | SLD_LV | Simple method region | 173805.4562 | 0.1953 | 33944.2056 | HORO | 5.2169e-05 | 1.7708 | Simple method | 1.5479
2021-02-01 | SLD_LV | Simple method region | 173805.4562 | 0.1953 | 33944.2056 | HRZE | 5.9431e-05 | 2.0173 | Simple method | 1.7634
2021-02-01 | SLD_LV | Simple method region | 173805.4562 | 0.1953 | 33944.2056 | KIWI | 1.1339e-07 | 0.0038489 | Simple method | 0.0033644
2021-02-01 | SLD_LV | Simple method region | 173805.4562 | 0.1953 | 33944.2056 | KUPE | 4.1964e-06 | 0.14244 | Simple method | 0.12451
2021-02-01 | SLD_LV | Simple method region | 173805.4562 | 0.1953 | 33944.2056 | MARL | 0.00026202 | 8.8942 | Simple method | 7.7745
2021-02-01 | SLD_LV | Simple method region | 173805.4562 | 0.1953 | 33944.2056 | MELT | 2.0213e-07 | 0.0068613 | Simple method | 0.0059975
2021-02-01 | SLD_LV | Simple method region | 173805.4562 | 0.1953 | 33944.2056 | MELW | 1.1862e-07 | 0.0040264 | Simple method | 0.0035195
2021-02-01 | SLD_LV | Simple method region | 173805.4562 | 0.1953 | 33944.2056 | MERI | 0.097327 | 3303.6778 | Simple method | 2887.7787
2021-02-01 | SLD_LV | Simple method region | 173805.4562 | 0.1953 | 33944.2056 | METH | 3.3955e-06 | 0.11526 | Simple method | 0.10075
2021-02-01 | SLD_LV | Simple method region | 173805.4562 | 0.1953 | 33944.2056 | MPOW | 0.00050145 | 17.0214 | Simple method | 14.8786
2021-02-01 | SLD_LV | Simple method region | 173805.4562 | 0.1953 | 33944.2056 | MRPL | 0.00021376 | 7.2559 | Simple method | 6.3425
2021-02-01 | SLD_LV | Simple method region | 173805.4562 | 0.1953 | 33944.2056 | MSVP | 5.7678e-05 | 1.9578 | Simple method | 1.7114
2021-02-01 | SLD_LV | Simple method region | 173805.4562 | 0.1953 | 33944.2056 | NAPA | 8.7811e-05 | 2.9807 | Simple method | 2.6054
2021-02-01 | SLD_LV | Simple method region | 173805.4562 | 0.1953 | 33944.2056 | NELS | 4.3636e-05 | 1.4812 | Simple method | 1.2947
2021-02-01 | SLD_LV | Simple method region | 173805.4562 | 0.1953 | 33944.2056 | NPOW | 0.00018722 | 6.3549 | Simple method | 5.5549
2021-02-01 | SLD_LV | Simple method region | 173805.4562 | 0.1953 | 33944.2056 | NTRG | 5.3645e-05 | 1.8209 | Simple method | 1.5917
2021-02-01 | SLD_LV | Simple method region | 173805.4562 | 0.1953 | 33944.2056 | NZAS | 0.01664 | 564.8383 | Simple method | 493.731
2021-02-01 | SLD_LV | Simple method region | 173805.4562 | 0.1953 | 33944.2056 | NZST | 7.4175e-05 | 2.5178 | Simple method | 2.2008
2021-02-01 | SLD_LV | Simple method region | 173805.4562 | 0.1953 | 33944.2056 | OMVP | 5.4498e-06 | 0.18499 | Simple method | 0.1617
2021-02-01 | SLD_LV | Simple method region | 173805.4562 | 0.1953 | 33944.2056 | ORON | 0.0026571 | 90.1923 | Simple method | 78.838
2021-02-01 | SLD_LV | Simple method region | 173805.4562 | 0.1953 | 33944.2056 | PANP | 7.5907e-05 | 2.5766 | Simple method | 2.2522
2021-02-01 | SLD_LV | Simple method region | 173805.4562 | 0.1953 | 33944.2056 | POCO | 0.00035499 | 12.0497 | Simple method | 10.5328
2021-02-01 | SLD_LV | Simple method region | 173805.4562 | 0.1953 | 33944.2056 | POWN | 0.41298 | 14018.3125 | Simple method | 12253.5508
2021-02-01 | SLD_LV | Simple method region | 173805.4562 | 0.1953 | 33944.2056 | RAYN | 0.052729 | 1789.8577 | Simple method | 1564.5329
2021-02-01 | SLD_LV | Simple method region | 173805.4562 | 0.1953 | 33944.2056 | SCAN | 5.6638e-06 | 0.19225 | Simple method | 0.16805
2021-02-01 | SLD_LV | Simple method region | 173805.4562 | 0.1953 | 33944.2056 | SCGL | 2.2272e-07 | 0.00756 | Simple method | 0.0066083
2021-02-01 | SLD_LV | Simple method region | 173805.4562 | 0.1953 | 33944.2056 | SHPK | 7.2968e-08 | 0.0024768 | Simple method | 0.002165
2021-02-01 | SLD_LV | Simple method region | 173805.4562 | 0.1953 | 33944.2056 | SKOG | 7.5711e-05 | 2.57 | Simple method | 2.2464
2021-02-01 | SLD_LV | Simple method region | 173805.4562 | 0.1953 | 33944.2056 | SOLE | 0.00021757 | 7.3853 | Simple method | 6.4556
2021-02-01 | SLD_LV | Simple method region | 173805.4562 | 0.1953 | 33944.2056 | SOU2 | 1.2872e-06 | 0.043693 | Simple method | 0.038193
2021-02-01 | SLD_LV | Simple method region | 173805.4562 | 0.1953 | 33944.2056 | TARW | 3.2853e-05 | 1.1152 | Simple method | 0.97479
2021-02-01 | SLD_LV | Simple method region | 173805.4562 | 0.1953 | 33944.2056 | TASM | 0.00052303 | 17.754 | Simple method | 15.5189
2021-02-01 | SLD_LV | Simple method region | 173805.4562 | 0.1953 | 33944.2056 | TBOP | 8.9006e-08 | 0.0030212 | Simple method | 0.0026409
2021-02-01 | SLD_LV | Simple method region | 173805.4562 | 0.1953 | 33944.2056 | TOD3 | 5.4763e-07 | 0.018589 | Simple method | 0.016249
2021-02-01 | SLD_LV | Simple method region | 173805.4562 | 0.1953 | 33944.2056 | TOPE | 2.8833e-05 | 0.97873 | Simple method | 0.85552
2021-02-01 | SLD_LV | Simple method region | 173805.4562 | 0.1953 | 33944.2056 | TRNZ | 7.8755e-06 | 0.26733 | Simple method | 0.23367
2021-02-01 | SLD_LV | Simple method region | 173805.4562 | 0.1953 | 33944.2056 | TRUG | 0.025534 | 866.7191 | Simple method | 757.6081
2021-02-01 | SLD_LV | Simple method region | 173805.4562 | 0.1953 | 33944.2056 | UNET | 0.00036024 | 12.2282 | Simple method | 10.6888
2021-02-01 | SLD_LV | Simple method region | 173805.4562 | 0.1953 | 33944.2056 | UNIS | 0.00014382 | 4.8818 | Simple method | 4.2672
2021-02-01 | SLD_LV | Simple method region | 173805.4562 | 0.1953 | 33944.2056 | VECT | 0.0015581 | 52.8878 | Simple method | 46.2297
2021-02-01 | SLD_LV | Simple method region | 173805.4562 | 0.1953 | 33944.2056 | WAIP | 3.8243e-05 | 1.2981 | Simple method | 1.1347
2021-02-01 | SLD_LV | Simple method region | 173805.4562 | 0.1953 | 33944.2056 | WATA | 0.0001947 | 6.6088 | Simple method | 5.7768
2021-02-01 | SLD_LV | Simple method region | 173805.4562 | 0.1953 | 33944.2056 | WAV1 | 3.3775e-05 | 1.1465 | Simple method | 1.0022
2021-02-01 | SLD_LV | Simple method region | 173805.4562 | 0.1953 | 33944.2056 | WELE | 0.00017043 | 5.785 | Simple method | 5.0568
2021-02-01 | SLD_LV | Simple method region | 173805.4562 | 0.1953 | 33944.2056 | WNST | 4.2368e-05 | 1.4382 | Simple method | 1.2571
2021-02-01 | SLD_LV | Simple method region | 173805.4562 | 0.1953 | 33944.2056 | WPOW | 0.00010387 | 3.5259 | Simple method | 3.082
2021-02-01 | SLD_LV | Simple method region | 173805.4562 | 0.1953 | 33944.2056 | WTOM | 2.58e-05 | 0.87577 | Simple method | 0.76552
2021-03-01 | SLD_LV | Simple method region | 201133.1276 | 0.2048 | 41192.0645 | ALPE | 0.00048465 | 19.9638 | Simple method | 17.4505
2021-03-01 | SLD_LV | Simple method region | 201133.1276 | 0.2048 | 41192.0645 | BUEL | 2.7191e-05 | 1.12 | Simple method | 0.97903
2021-03-01 | SLD_LV | Simple method region | 201133.1276 | 0.2048 | 41192.0645 | CHBP | 8.0848e-06 | 0.33303 | Simple method | 0.29111
2021-03-01 | SLD_LV | Simple method region | 201133.1276 | 0.2048 | 41192.0645 | COUP | 6.3058e-05 | 2.5975 | Simple method | 2.2705
2021-03-01 | SLD_LV | Simple method region | 201133.1276 | 0.2048 | 41192.0645 | CTCT | 0.38088 | 15689.2425 | Simple method | 13714.1279
2021-03-01 | SLD_LV | Simple method region | 201133.1276 | 0.2048 | 41192.0645 | DUNE | 0.0033505 | 138.0143 | Simple method | 120.6397
2021-03-01 | SLD_LV | Simple method region | 201133.1276 | 0.2048 | 41192.0645 | EASH | 0.00041648 | 17.1556 | Simple method | 14.9959
2021-03-01 | SLD_LV | Simple method region | 201133.1276 | 0.2048 | 41192.0645 | EAST | 2.5716e-05 | 1.0593 | Simple method | 0.92596
2021-03-01 | SLD_LV | Simple method region | 201133.1276 | 0.2048 | 41192.0645 | GENE | 0.0012736 | 52.4623 | Simple method | 45.8578
2021-03-01 | SLD_LV | Simple method region | 201133.1276 | 0.2048 | 41192.0645 | HORO | 5.2169e-05 | 2.149 | Simple method | 1.8784
2021-03-01 | SLD_LV | Simple method region | 201133.1276 | 0.2048 | 41192.0645 | HRZE | 5.9431e-05 | 2.4481 | Simple method | 2.1399
2021-03-01 | SLD_LV | Simple method region | 201133.1276 | 0.2048 | 41192.0645 | KIWI | 1.1339e-07 | 0.0046707 | Simple method | 0.0040827
2021-03-01 | SLD_LV | Simple method region | 201133.1276 | 0.2048 | 41192.0645 | KUPE | 4.1964e-06 | 0.17286 | Simple method | 0.1511
2021-03-01 | SLD_LV | Simple method region | 201133.1276 | 0.2048 | 41192.0645 | MARL | 0.00026202 | 10.7933 | Simple method | 9.4346
2021-03-01 | SLD_LV | Simple method region | 201133.1276 | 0.2048 | 41192.0645 | MELT | 2.0213e-07 | 0.0083263 | Simple method | 0.0072781
2021-03-01 | SLD_LV | Simple method region | 201133.1276 | 0.2048 | 41192.0645 | MELW | 1.1862e-07 | 0.0048862 | Simple method | 0.004271
2021-03-01 | SLD_LV | Simple method region | 201133.1276 | 0.2048 | 41192.0645 | MERI | 0.097327 | 4009.0881 | Simple method | 3504.385
2021-03-01 | SLD_LV | Simple method region | 201133.1276 | 0.2048 | 41192.0645 | METH | 3.3955e-06 | 0.13987 | Simple method | 0.12226
2021-03-01 | SLD_LV | Simple method region | 201133.1276 | 0.2048 | 41192.0645 | MPOW | 0.00050145 | 20.6558 | Simple method | 18.0555
2021-03-01 | SLD_LV | Simple method region | 201133.1276 | 0.2048 | 41192.0645 | MRPL | 0.00021376 | 8.8052 | Simple method | 7.6967
2021-03-01 | SLD_LV | Simple method region | 201133.1276 | 0.2048 | 41192.0645 | MSVP | 5.7678e-05 | 2.3759 | Simple method | 2.0768
2021-03-01 | SLD_LV | Simple method region | 201133.1276 | 0.2048 | 41192.0645 | NAPA | 8.7811e-05 | 3.6171 | Simple method | 3.1617
2021-03-01 | SLD_LV | Simple method region | 201133.1276 | 0.2048 | 41192.0645 | NELS | 4.3636e-05 | 1.7975 | Simple method | 1.5712
2021-03-01 | SLD_LV | Simple method region | 201133.1276 | 0.2048 | 41192.0645 | NPOW | 0.00018722 | 7.7118 | Simple method | 6.741
2021-03-01 | SLD_LV | Simple method region | 201133.1276 | 0.2048 | 41192.0645 | NTRG | 5.3645e-05 | 2.2097 | Simple method | 1.9315
2021-03-01 | SLD_LV | Simple method region | 201133.1276 | 0.2048 | 41192.0645 | NZAS | 0.01664 | 685.4442 | Simple method | 599.1538
2021-03-01 | SLD_LV | Simple method region | 201133.1276 | 0.2048 | 41192.0645 | NZST | 7.4175e-05 | 3.0554 | Simple method | 2.6708
2021-03-01 | SLD_LV | Simple method region | 201133.1276 | 0.2048 | 41192.0645 | OMVP | 5.4498e-06 | 0.22449 | Simple method | 0.19623
2021-03-01 | SLD_LV | Simple method region | 201133.1276 | 0.2048 | 41192.0645 | ORON | 0.0026571 | 109.4504 | Simple method | 95.6717
2021-03-01 | SLD_LV | Simple method region | 201133.1276 | 0.2048 | 41192.0645 | PANP | 7.5907e-05 | 3.1268 | Simple method | 2.7331
2021-03-01 | SLD_LV | Simple method region | 201133.1276 | 0.2048 | 41192.0645 | POCO | 0.00035499 | 14.6226 | Simple method | 12.7818
2021-03-01 | SLD_LV | Simple method region | 201133.1276 | 0.2048 | 41192.0645 | POWN | 0.41298 | 17011.5407 | Simple method | 14869.9623
2021-03-01 | SLD_LV | Simple method region | 201133.1276 | 0.2048 | 41192.0645 | RAYN | 0.052729 | 2172.0329 | Simple method | 1898.5963
2021-03-01 | SLD_LV | Simple method region | 201133.1276 | 0.2048 | 41192.0645 | SCAN | 5.6638e-06 | 0.2333 | Simple method | 0.20393
2021-03-01 | SLD_LV | Simple method region | 201133.1276 | 0.2048 | 41192.0645 | SCGL | 2.2272e-07 | 0.0091742 | Simple method | 0.0080193
2021-03-01 | SLD_LV | Simple method region | 201133.1276 | 0.2048 | 41192.0645 | SHPK | 7.2968e-08 | 0.0030057 | Simple method | 0.0026273
2021-03-01 | SLD_LV | Simple method region | 201133.1276 | 0.2048 | 41192.0645 | SKOG | 7.5711e-05 | 3.1187 | Simple method | 2.7261
2021-03-01 | SLD_LV | Simple method region | 201133.1276 | 0.2048 | 41192.0645 | SOLE | 0.00021757 | 8.9623 | Simple method | 7.834
2021-03-01 | SLD_LV | Simple method region | 201133.1276 | 0.2048 | 41192.0645 | SOU2 | 1.2872e-06 | 0.053023 | Simple method | 0.046348
2021-03-01 | SLD_LV | Simple method region | 201133.1276 | 0.2048 | 41192.0645 | TARW | 3.2853e-05 | 1.3533 | Simple method | 1.1829
2021-03-01 | SLD_LV | Simple method region | 201133.1276 | 0.2048 | 41192.0645 | TASM | 0.00052303 | 21.5449 | Simple method | 18.8326
2021-03-01 | SLD_LV | Simple method region | 201133.1276 | 0.2048 | 41192.0645 | TBOP | 8.9006e-08 | 0.0036663 | Simple method | 0.0032048
2021-03-01 | SLD_LV | Simple method region | 201133.1276 | 0.2048 | 41192.0645 | TOD3 | 5.4763e-07 | 0.022558 | Simple method | 0.019718
2021-03-01 | SLD_LV | Simple method region | 201133.1276 | 0.2048 | 41192.0645 | TOPE | 2.8833e-05 | 1.1877 | Simple method | 1.0382
2021-03-01 | SLD_LV | Simple method region | 201133.1276 | 0.2048 | 41192.0645 | TRNZ | 7.8755e-06 | 0.32441 | Simple method | 0.28357
2021-03-01 | SLD_LV | Simple method region | 201133.1276 | 0.2048 | 41192.0645 | TRUG | 0.025534 | 1051.7833 | Simple method | 919.3746
2021-03-01 | SLD_LV | Simple method region | 201133.1276 | 0.2048 | 41192.0645 | UNET | 0.00036024 | 14.8391 | Simple method | 12.971
2021-03-01 | SLD_LV | Simple method region | 201133.1276 | 0.2048 | 41192.0645 | UNIS | 0.00014382 | 5.9241 | Simple method | 5.1783
2021-03-01 | SLD_LV | Simple method region | 201133.1276 | 0.2048 | 41192.0645 | VECT | 0.0015581 | 64.1805 | Simple method | 56.1008
2021-03-01 | SLD_LV | Simple method region | 201133.1276 | 0.2048 | 41192.0645 | WAIP | 3.8243e-05 | 1.5753 | Simple method | 1.377
2021-03-01 | SLD_LV | Simple method region | 201133.1276 | 0.2048 | 41192.0645 | WATA | 0.0001947 | 8.02 | Simple method | 7.0103
2021-03-01 | SLD_LV | Simple method region | 201133.1276 | 0.2048 | 41192.0645 | WAV1 | 3.3775e-05 | 1.3913 | Simple method | 1.2161
2021-03-01 | SLD_LV | Simple method region | 201133.1276 | 0.2048 | 41192.0645 | WELE | 0.00017043 | 7.0203 | Simple method | 6.1365
2021-03-01 | SLD_LV | Simple method region | 201133.1276 | 0.2048 | 41192.0645 | WNST | 4.2368e-05 | 1.7452 | Simple method | 1.5255
2021-03-01 | SLD_LV | Simple method region | 201133.1276 | 0.2048 | 41192.0645 | WPOW | 0.00010387 | 4.2788 | Simple method | 3.7401
2021-03-01 | SLD_LV | Simple method region | 201133.1276 | 0.2048 | 41192.0645 | WTOM | 2.58e-05 | 1.0628 | Simple method | 0.92897
2020-04-01 | TIM_LV | Simple method region | 10124.8173 | 2.1412 | 21679.2589 | ALPE | 0.50585 | 10966.4274 | Simple method | 9585.8667
2020-04-01 | TIM_LV | Simple method region | 10124.8173 | 2.1412 | 21679.2589 | BUEL | 3.3245e-10 | 7.2072e-06 | Simple method | 6.2999e-06
2020-04-01 | TIM_LV | Simple method region | 10124.8173 | 2.1412 | 21679.2589 | CHBP | 0 | 0 | Simple method | 0
2020-04-01 | TIM_LV | Simple method region | 10124.8173 | 2.1412 | 21679.2589 | COUP | 0 | 0 | Simple method | 0
2020-04-01 | TIM_LV | Simple method region | 10124.8173 | 2.1412 | 21679.2589 | CTCT | 0.028528 | 618.4679 | Simple method | 540.6092
2020-04-01 | TIM_LV | Simple method region | 10124.8173 | 2.1412 | 21679.2589 | DUNE | 0.00047242 | 10.2417 | Simple method | 8.9524
2020-04-01 | TIM_LV | Simple method region | 10124.8173 | 2.1412 | 21679.2589 | EASH | 4.0074e-05 | 0.86878 | Simple method | 0.75941
2020-04-01 | TIM_LV | Simple method region | 10124.8173 | 2.1412 | 21679.2589 | EAST | 0 | 0 | Simple method | 0
2020-04-01 | TIM_LV | Simple method region | 10124.8173 | 2.1412 | 21679.2589 | GENE | 0.13504 | 2927.5683 | Simple method | 2559.0175
2020-04-01 | TIM_LV | Simple method region | 10124.8173 | 2.1412 | 21679.2589 | HORO | 6.5021e-07 | 0.014096 | Simple method | 0.012322
2020-04-01 | TIM_LV | Simple method region | 10124.8173 | 2.1412 | 21679.2589 | HRZE | 3.5959e-06 | 0.077957 | Simple method | 0.068143
2020-04-01 | TIM_LV | Simple method region | 10124.8173 | 2.1412 | 21679.2589 | KIWI | 3.3013e-06 | 0.071571 | Simple method | 0.062561
2020-04-01 | TIM_LV | Simple method region | 10124.8173 | 2.1412 | 21679.2589 | KUPE | 0 | 0 | Simple method | 0
2020-04-01 | TIM_LV | Simple method region | 10124.8173 | 2.1412 | 21679.2589 | MARL | 0 | 0 | Simple method | 0
2020-04-01 | TIM_LV | Simple method region | 10124.8173 | 2.1412 | 21679.2589 | MELT | 5.5493e-06 | 0.12031 | Simple method | 0.10516
2020-04-01 | TIM_LV | Simple method region | 10124.8173 | 2.1412 | 21679.2589 | MELW | 2.1533e-07 | 0.0046681 | Simple method | 0.0040805
2020-04-01 | TIM_LV | Simple method region | 10124.8173 | 2.1412 | 21679.2589 | MERI | 0.32299 | 7002.1615 | Simple method | 6120.6612
2020-04-01 | TIM_LV | Simple method region | 10124.8173 | 2.1412 | 21679.2589 | METH | 0 | 0 | Simple method | 0
2020-04-01 | TIM_LV | Simple method region | 10124.8173 | 2.1412 | 21679.2589 | MPOW | 8.0065e-13 | 1.7358e-08 | Simple method | 1.5172e-08
2020-04-01 | TIM_LV | Simple method region | 10124.8173 | 2.1412 | 21679.2589 | MRPL | 0.0022492 | 48.7613 | Simple method | 42.6228
2020-04-01 | TIM_LV | Simple method region | 10124.8173 | 2.1412 | 21679.2589 | MSVP | 0.00060779 | 13.1765 | Simple method | 11.5177
2020-04-01 | TIM_LV | Simple method region | 10124.8173 | 2.1412 | 21679.2589 | NAPA | 0.00092684 | 20.0931 | Simple method | 17.5636
2020-04-01 | TIM_LV | Simple method region | 10124.8173 | 2.1412 | 21679.2589 | NELS | 0 | 0 | Simple method | 0
2020-04-01 | TIM_LV | Simple method region | 10124.8173 | 2.1412 | 21679.2589 | NPOW | 0 | 0 | Simple method | 0
2020-04-01 | TIM_LV | Simple method region | 10124.8173 | 2.1412 | 21679.2589 | NTRG | 0.0005663 | 12.2769 | Simple method | 10.7314
2020-04-01 | TIM_LV | Simple method region | 10124.8173 | 2.1412 | 21679.2589 | NZAS | 0 | 0 | Simple method | 0
2020-04-01 | TIM_LV | Simple method region | 10124.8173 | 2.1412 | 21679.2589 | NZST | 2.8632e-15 | 6.2072e-11 | Simple method | 5.4258e-11
2020-04-01 | TIM_LV | Simple method region | 10124.8173 | 2.1412 | 21679.2589 | OMVP | 0 | 0 | Simple method | 0
2020-04-01 | TIM_LV | Simple method region | 10124.8173 | 2.1412 | 21679.2589 | ORON | 5.5987e-09 | 0.00012138 | Simple method | 0.0001061
2020-04-01 | TIM_LV | Simple method region | 10124.8173 | 2.1412 | 21679.2589 | PANP | 0 | 0 | Simple method | 0
2020-04-01 | TIM_LV | Simple method region | 10124.8173 | 2.1412 | 21679.2589 | POCO | 5.4617e-06 | 0.11841 | Simple method | 0.1035
2020-04-01 | TIM_LV | Simple method region | 10124.8173 | 2.1412 | 21679.2589 | POWN | 0.00042825 | 9.2842 | Simple method | 8.1154
2020-04-01 | TIM_LV | Simple method region | 10124.8173 | 2.1412 | 21679.2589 | RAYN | 0 | 0 | Simple method | 0
2020-04-01 | TIM_LV | Simple method region | 10124.8173 | 2.1412 | 21679.2589 | SCAN | 0 | 0 | Simple method | 0
2020-04-01 | TIM_LV | Simple method region | 10124.8173 | 2.1412 | 21679.2589 | SCGL | 2.1465e-14 | 4.6535e-10 | Simple method | 4.0677e-10
2020-04-01 | TIM_LV | Simple method region | 10124.8173 | 2.1412 | 21679.2589 | SHPK | 0 | 0 | Simple method | 0
2020-04-01 | TIM_LV | Simple method region | 10124.8173 | 2.1412 | 21679.2589 | SKOG | 0.00011368 | 2.4644 | Simple method | 2.1542
2020-04-01 | TIM_LV | Simple method region | 10124.8173 | 2.1412 | 21679.2589 | SOLE | 0 | 0 | Simple method | 0
2020-04-01 | TIM_LV | Simple method region | 10124.8173 | 2.1412 | 21679.2589 | SOU2 | 1.2189e-05 | 0.26425 | Simple method | 0.23099
2020-04-01 | TIM_LV | Simple method region | 10124.8173 | 2.1412 | 21679.2589 | TARW | 0.0003462 | 7.5053 | Simple method | 6.5604
2020-04-01 | TIM_LV | Simple method region | 10124.8173 | 2.1412 | 21679.2589 | TASM | 7.4781e-06 | 0.16212 | Simple method | 0.14171
2020-04-01 | TIM_LV | Simple method region | 10124.8173 | 2.1412 | 21679.2589 | TBOP | 2.923e-06 | 0.063369 | Simple method | 0.055392
2020-04-01 | TIM_LV | Simple method region | 10124.8173 | 2.1412 | 21679.2589 | TOD3 | 1.535e-05 | 0.33278 | Simple method | 0.29089
2020-04-01 | TIM_LV | Simple method region | 10124.8173 | 2.1412 | 21679.2589 | TOPE | 0 | 0 | Simple method | 0
2020-04-01 | TIM_LV | Simple method region | 10124.8173 | 2.1412 | 21679.2589 | TRNZ | 2.4716e-07 | 0.0053582 | Simple method | 0.0046837
2020-04-01 | TIM_LV | Simple method region | 10124.8173 | 2.1412 | 21679.2589 | TRUG | 8.2335e-05 | 1.785 | Simple method | 1.5603
2020-04-01 | TIM_LV | Simple method region | 10124.8173 | 2.1412 | 21679.2589 | UNET | 7.8858e-05 | 1.7096 | Simple method | 1.4944
2020-04-01 | TIM_LV | Simple method region | 10124.8173 | 2.1412 | 21679.2589 | UNIS | 0.00017993 | 3.9008 | Simple method | 3.4098
2020-04-01 | TIM_LV | Simple method region | 10124.8173 | 2.1412 | 21679.2589 | VECT | 0 | 0 | Simple method | 0
2020-04-01 | TIM_LV | Simple method region | 10124.8173 | 2.1412 | 21679.2589 | WAIP | 0 | 0 | Simple method | 0
2020-04-01 | TIM_LV | Simple method region | 10124.8173 | 2.1412 | 21679.2589 | WATA | 0.0010191 | 22.0938 | Simple method | 19.3124
2020-04-01 | TIM_LV | Simple method region | 10124.8173 | 2.1412 | 21679.2589 | WAV1 | 0.00035591 | 7.716 | Simple method | 6.7446
2020-04-01 | TIM_LV | Simple method region | 10124.8173 | 2.1412 | 21679.2589 | WELE | 6.9976e-05 | 1.517 | Simple method | 1.326
2020-04-01 | TIM_LV | Simple method region | 10124.8173 | 2.1412 | 21679.2589 | WNST | 0 | 0 | Simple method | 0
2020-04-01 | TIM_LV | Simple method region | 10124.8173 | 2.1412 | 21679.2589 | WPOW | 6.1553e-08 | 0.0013344 | Simple method | 0.0011664
2020-04-01 | TIM_LV | Simple method region | 10124.8173 | 2.1412 | 21679.2589 | WTOM | 1.3451e-07 | 0.0029162 | Simple method | 0.002549
2020-05-01 | TIM_LV | Simple method region | 27918.6592 | 0.3989 | 11136.7531 | ALPE | 0.50585 | 5633.5134 | Simple method | 4924.3118
2020-05-01 | TIM_LV | Simple method region | 27918.6592 | 0.3989 | 11136.7531 | BUEL | 3.3245e-10 | 3.7024e-06 | Simple method | 3.2363e-06
2020-05-01 | TIM_LV | Simple method region | 27918.6592 | 0.3989 | 11136.7531 | CHBP | 0 | 0 | Simple method | 0
2020-05-01 | TIM_LV | Simple method region | 27918.6592 | 0.3989 | 11136.7531 | COUP | 0 | 0 | Simple method | 0
2020-05-01 | TIM_LV | Simple method region | 27918.6592 | 0.3989 | 11136.7531 | CTCT | 0.028528 | 317.7103 | Simple method | 277.7139
2020-05-01 | TIM_LV | Simple method region | 27918.6592 | 0.3989 | 11136.7531 | DUNE | 0.00047242 | 5.2612 | Simple method | 4.5989
2020-05-01 | TIM_LV | Simple method region | 27918.6592 | 0.3989 | 11136.7531 | EASH | 4.0074e-05 | 0.4463 | Simple method | 0.39011
2020-05-01 | TIM_LV | Simple method region | 27918.6592 | 0.3989 | 11136.7531 | EAST | 0 | 0 | Simple method | 0
2020-05-01 | TIM_LV | Simple method region | 27918.6592 | 0.3989 | 11136.7531 | GENE | 0.13504 | 1503.9078 | Simple method | 1314.5812
2020-05-01 | TIM_LV | Simple method region | 27918.6592 | 0.3989 | 11136.7531 | HORO | 6.5021e-07 | 0.0072412 | Simple method | 0.0063296
2020-05-01 | TIM_LV | Simple method region | 27918.6592 | 0.3989 | 11136.7531 | HRZE | 3.5959e-06 | 0.040047 | Simple method | 0.035006
2020-05-01 | TIM_LV | Simple method region | 27918.6592 | 0.3989 | 11136.7531 | KIWI | 3.3013e-06 | 0.036766 | Simple method | 0.032138
2020-05-01 | TIM_LV | Simple method region | 27918.6592 | 0.3989 | 11136.7531 | KUPE | 0 | 0 | Simple method | 0
2020-05-01 | TIM_LV | Simple method region | 27918.6592 | 0.3989 | 11136.7531 | MARL | 0 | 0 | Simple method | 0
2020-05-01 | TIM_LV | Simple method region | 27918.6592 | 0.3989 | 11136.7531 | MELT | 5.5493e-06 | 0.061802 | Simple method | 0.054021
2020-05-01 | TIM_LV | Simple method region | 27918.6592 | 0.3989 | 11136.7531 | MELW | 2.1533e-07 | 0.002398 | Simple method | 0.0020962
2020-05-01 | TIM_LV | Simple method region | 27918.6592 | 0.3989 | 11136.7531 | MERI | 0.32299 | 3597.0484 | Simple method | 3144.217
2020-05-01 | TIM_LV | Simple method region | 27918.6592 | 0.3989 | 11136.7531 | METH | 0 | 0 | Simple method | 0
2020-05-01 | TIM_LV | Simple method region | 27918.6592 | 0.3989 | 11136.7531 | MPOW | 8.0065e-13 | 8.9167e-09 | Simple method | 7.7941e-09
2020-05-01 | TIM_LV | Simple method region | 27918.6592 | 0.3989 | 11136.7531 | MRPL | 0.0022492 | 25.049 | Simple method | 21.8955
2020-05-01 | TIM_LV | Simple method region | 27918.6592 | 0.3989 | 11136.7531 | MSVP | 0.00060779 | 6.7688 | Simple method | 5.9167
2020-05-01 | TIM_LV | Simple method region | 27918.6592 | 0.3989 | 11136.7531 | NAPA | 0.00092684 | 10.3219 | Simple method | 9.0225
2020-05-01 | TIM_LV | Simple method region | 27918.6592 | 0.3989 | 11136.7531 | NELS | 0 | 0 | Simple method | 0
2020-05-01 | TIM_LV | Simple method region | 27918.6592 | 0.3989 | 11136.7531 | NPOW | 0 | 0 | Simple method | 0
2020-05-01 | TIM_LV | Simple method region | 27918.6592 | 0.3989 | 11136.7531 | NTRG | 0.0005663 | 6.3067 | Simple method | 5.5128
2020-05-01 | TIM_LV | Simple method region | 27918.6592 | 0.3989 | 11136.7531 | NZAS | 0 | 0 | Simple method | 0
2020-05-01 | TIM_LV | Simple method region | 27918.6592 | 0.3989 | 11136.7531 | NZST | 2.8632e-15 | 3.1887e-11 | Simple method | 2.7872e-11
2020-05-01 | TIM_LV | Simple method region | 27918.6592 | 0.3989 | 11136.7531 | OMVP | 0 | 0 | Simple method | 0
2020-05-01 | TIM_LV | Simple method region | 27918.6592 | 0.3989 | 11136.7531 | ORON | 5.5987e-09 | 6.2351e-05 | Simple method | 5.4502e-05
2020-05-01 | TIM_LV | Simple method region | 27918.6592 | 0.3989 | 11136.7531 | PANP | 0 | 0 | Simple method | 0
2020-05-01 | TIM_LV | Simple method region | 27918.6592 | 0.3989 | 11136.7531 | POCO | 5.4617e-06 | 0.060825 | Simple method | 0.053168
2020-05-01 | TIM_LV | Simple method region | 27918.6592 | 0.3989 | 11136.7531 | POWN | 0.00042825 | 4.7694 | Simple method | 4.1689
2020-05-01 | TIM_LV | Simple method region | 27918.6592 | 0.3989 | 11136.7531 | RAYN | 0 | 0 | Simple method | 0
2020-05-01 | TIM_LV | Simple method region | 27918.6592 | 0.3989 | 11136.7531 | SCAN | 0 | 0 | Simple method | 0
2020-05-01 | TIM_LV | Simple method region | 27918.6592 | 0.3989 | 11136.7531 | SCGL | 2.1465e-14 | 2.3905e-10 | Simple method | 2.0896e-10
2020-05-01 | TIM_LV | Simple method region | 27918.6592 | 0.3989 | 11136.7531 | SHPK | 0 | 0 | Simple method | 0
2020-05-01 | TIM_LV | Simple method region | 27918.6592 | 0.3989 | 11136.7531 | SKOG | 0.00011368 | 1.266 | Simple method | 1.1066
2020-05-01 | TIM_LV | Simple method region | 27918.6592 | 0.3989 | 11136.7531 | SOLE | 0 | 0 | Simple method | 0
2020-05-01 | TIM_LV | Simple method region | 27918.6592 | 0.3989 | 11136.7531 | SOU2 | 1.2189e-05 | 0.13575 | Simple method | 0.11866
2020-05-01 | TIM_LV | Simple method region | 27918.6592 | 0.3989 | 11136.7531 | TARW | 0.0003462 | 3.8555 | Simple method | 3.3701
2020-05-01 | TIM_LV | Simple method region | 27918.6592 | 0.3989 | 11136.7531 | TASM | 7.4781e-06 | 0.083282 | Simple method | 0.072797
2020-05-01 | TIM_LV | Simple method region | 27918.6592 | 0.3989 | 11136.7531 | TBOP | 2.923e-06 | 0.032553 | Simple method | 0.028455
2020-05-01 | TIM_LV | Simple method region | 27918.6592 | 0.3989 | 11136.7531 | TOD3 | 1.535e-05 | 0.17095 | Simple method | 0.14943
2020-05-01 | TIM_LV | Simple method region | 27918.6592 | 0.3989 | 11136.7531 | TOPE | 0 | 0 | Simple method | 0
2020-05-01 | TIM_LV | Simple method region | 27918.6592 | 0.3989 | 11136.7531 | TRNZ | 2.4716e-07 | 0.0027525 | Simple method | 0.002406
2020-05-01 | TIM_LV | Simple method region | 27918.6592 | 0.3989 | 11136.7531 | TRUG | 8.2335e-05 | 0.91695 | Simple method | 0.80151
2020-05-01 | TIM_LV | Simple method region | 27918.6592 | 0.3989 | 11136.7531 | UNET | 7.8858e-05 | 0.87822 | Simple method | 0.76766
2020-05-01 | TIM_LV | Simple method region | 27918.6592 | 0.3989 | 11136.7531 | UNIS | 0.00017993 | 2.0039 | Simple method | 1.7516
2020-05-01 | TIM_LV | Simple method region | 27918.6592 | 0.3989 | 11136.7531 | VECT | 0 | 0 | Simple method | 0
2020-05-01 | TIM_LV | Simple method region | 27918.6592 | 0.3989 | 11136.7531 | WAIP | 0 | 0 | Simple method | 0
2020-05-01 | TIM_LV | Simple method region | 27918.6592 | 0.3989 | 11136.7531 | WATA | 0.0010191 | 11.3497 | Simple method | 9.9209
2020-05-01 | TIM_LV | Simple method region | 27918.6592 | 0.3989 | 11136.7531 | WAV1 | 0.00035591 | 3.9637 | Simple method | 3.4647
2020-05-01 | TIM_LV | Simple method region | 27918.6592 | 0.3989 | 11136.7531 | WELE | 6.9976e-05 | 0.7793 | Simple method | 0.6812
2020-05-01 | TIM_LV | Simple method region | 27918.6592 | 0.3989 | 11136.7531 | WNST | 0 | 0 | Simple method | 0
2020-05-01 | TIM_LV | Simple method region | 27918.6592 | 0.3989 | 11136.7531 | WPOW | 6.1553e-08 | 0.0006855 | Simple method | 0.0005992
2020-05-01 | TIM_LV | Simple method region | 27918.6592 | 0.3989 | 11136.7531 | WTOM | 1.3451e-07 | 0.001498 | Simple method | 0.0013095
2020-06-01 | TIM_LV | Simple method region | 38618.1965 | 0.4449 | 17181.2356 | ALPE | 0.50585 | 8691.1077 | Simple method | 7596.9864
2020-06-01 | TIM_LV | Simple method region | 38618.1965 | 0.4449 | 17181.2356 | BUEL | 3.3245e-10 | 5.7119e-06 | Simple method | 4.9928e-06
2020-06-01 | TIM_LV | Simple method region | 38618.1965 | 0.4449 | 17181.2356 | CHBP | 0 | 0 | Simple method | 0
2020-06-01 | TIM_LV | Simple method region | 38618.1965 | 0.4449 | 17181.2356 | COUP | 0 | 0 | Simple method | 0
2020-06-01 | TIM_LV | Simple method region | 38618.1965 | 0.4449 | 17181.2356 | CTCT | 0.028528 | 490.1479 | Simple method | 428.4433
2020-06-01 | TIM_LV | Simple method region | 38618.1965 | 0.4449 | 17181.2356 | DUNE | 0.00047242 | 8.1167 | Simple method | 7.0949
2020-06-01 | TIM_LV | Simple method region | 38618.1965 | 0.4449 | 17181.2356 | EASH | 4.0074e-05 | 0.68853 | Simple method | 0.60185
2020-06-01 | TIM_LV | Simple method region | 38618.1965 | 0.4449 | 17181.2356 | EAST | 0 | 0 | Simple method | 0
2020-06-01 | TIM_LV | Simple method region | 38618.1965 | 0.4449 | 17181.2356 | GENE | 0.13504 | 2320.155 | Simple method | 2028.0713
2020-06-01 | TIM_LV | Simple method region | 38618.1965 | 0.4449 | 17181.2356 | HORO | 6.5021e-07 | 0.011171 | Simple method | 0.0097651
2020-06-01 | TIM_LV | Simple method region | 38618.1965 | 0.4449 | 17181.2356 | HRZE | 3.5959e-06 | 0.061783 | Simple method | 0.054005
2020-06-01 | TIM_LV | Simple method region | 38618.1965 | 0.4449 | 17181.2356 | KIWI | 3.3013e-06 | 0.056721 | Simple method | 0.049581
2020-06-01 | TIM_LV | Simple method region | 38618.1965 | 0.4449 | 17181.2356 | KUPE | 0 | 0 | Simple method | 0
2020-06-01 | TIM_LV | Simple method region | 38618.1965 | 0.4449 | 17181.2356 | MARL | 0 | 0 | Simple method | 0
2020-06-01 | TIM_LV | Simple method region | 38618.1965 | 0.4449 | 17181.2356 | MELT | 5.5493e-06 | 0.095344 | Simple method | 0.083342
2020-06-01 | TIM_LV | Simple method region | 38618.1965 | 0.4449 | 17181.2356 | MELW | 2.1533e-07 | 0.0036996 | Simple method | 0.0032338
2020-06-01 | TIM_LV | Simple method region | 38618.1965 | 0.4449 | 17181.2356 | MERI | 0.32299 | 5549.3496 | Simple method | 4850.7434
2020-06-01 | TIM_LV | Simple method region | 38618.1965 | 0.4449 | 17181.2356 | METH | 0 | 0 | Simple method | 0
2020-06-01 | TIM_LV | Simple method region | 38618.1965 | 0.4449 | 17181.2356 | MPOW | 8.0065e-13 | 1.3756e-08 | Simple method | 1.2024e-08
2020-06-01 | TIM_LV | Simple method region | 38618.1965 | 0.4449 | 17181.2356 | MRPL | 0.0022492 | 38.6443 | Simple method | 33.7794
2020-06-01 | TIM_LV | Simple method region | 38618.1965 | 0.4449 | 17181.2356 | MSVP | 0.00060779 | 10.4426 | Simple method | 9.128
2020-06-01 | TIM_LV | Simple method region | 38618.1965 | 0.4449 | 17181.2356 | NAPA | 0.00092684 | 15.9242 | Simple method | 13.9195
2020-06-01 | TIM_LV | Simple method region | 38618.1965 | 0.4449 | 17181.2356 | NELS | 0 | 0 | Simple method | 0
2020-06-01 | TIM_LV | Simple method region | 38618.1965 | 0.4449 | 17181.2356 | NPOW | 0 | 0 | Simple method | 0
2020-06-01 | TIM_LV | Simple method region | 38618.1965 | 0.4449 | 17181.2356 | NTRG | 0.0005663 | 9.7297 | Simple method | 8.5048
2020-06-01 | TIM_LV | Simple method region | 38618.1965 | 0.4449 | 17181.2356 | NZAS | 0 | 0 | Simple method | 0
2020-06-01 | TIM_LV | Simple method region | 38618.1965 | 0.4449 | 17181.2356 | NZST | 2.8632e-15 | 4.9193e-11 | Simple method | 4.3e-11
2020-06-01 | TIM_LV | Simple method region | 38618.1965 | 0.4449 | 17181.2356 | OMVP | 0 | 0 | Simple method | 0
2020-06-01 | TIM_LV | Simple method region | 38618.1965 | 0.4449 | 17181.2356 | ORON | 5.5987e-09 | 9.6192e-05 | Simple method | 8.4083e-05
2020-06-01 | TIM_LV | Simple method region | 38618.1965 | 0.4449 | 17181.2356 | PANP | 0 | 0 | Simple method | 0
2020-06-01 | TIM_LV | Simple method region | 38618.1965 | 0.4449 | 17181.2356 | POCO | 5.4617e-06 | 0.093839 | Simple method | 0.082025
2020-06-01 | TIM_LV | Simple method region | 38618.1965 | 0.4449 | 17181.2356 | POWN | 0.00042825 | 7.3579 | Simple method | 6.4316
2020-06-01 | TIM_LV | Simple method region | 38618.1965 | 0.4449 | 17181.2356 | RAYN | 0 | 0 | Simple method | 0
2020-06-01 | TIM_LV | Simple method region | 38618.1965 | 0.4449 | 17181.2356 | SCAN | 0 | 0 | Simple method | 0
2020-06-01 | TIM_LV | Simple method region | 38618.1965 | 0.4449 | 17181.2356 | SCGL | 2.1465e-14 | 3.688e-10 | Simple method | 3.2237e-10
2020-06-01 | TIM_LV | Simple method region | 38618.1965 | 0.4449 | 17181.2356 | SHPK | 0 | 0 | Simple method | 0
2020-06-01 | TIM_LV | Simple method region | 38618.1965 | 0.4449 | 17181.2356 | SKOG | 0.00011368 | 1.9531 | Simple method | 1.7072
2020-06-01 | TIM_LV | Simple method region | 38618.1965 | 0.4449 | 17181.2356 | SOLE | 0 | 0 | Simple method | 0
2020-06-01 | TIM_LV | Simple method region | 38618.1965 | 0.4449 | 17181.2356 | SOU2 | 1.2189e-05 | 0.20943 | Simple method | 0.18306
2020-06-01 | TIM_LV | Simple method region | 38618.1965 | 0.4449 | 17181.2356 | TARW | 0.0003462 | 5.9481 | Simple method | 5.1993
2020-06-01 | TIM_LV | Simple method region | 38618.1965 | 0.4449 | 17181.2356 | TASM | 7.4781e-06 | 0.12848 | Simple method | 0.11231
2020-06-01 | TIM_LV | Simple method region | 38618.1965 | 0.4449 | 17181.2356 | TBOP | 2.923e-06 | 0.050221 | Simple method | 0.043899
2020-06-01 | TIM_LV | Simple method region | 38618.1965 | 0.4449 | 17181.2356 | TOD3 | 1.535e-05 | 0.26374 | Simple method | 0.23053
2020-06-01 | TIM_LV | Simple method region | 38618.1965 | 0.4449 | 17181.2356 | TOPE | 0 | 0 | Simple method | 0
2020-06-01 | TIM_LV | Simple method region | 38618.1965 | 0.4449 | 17181.2356 | TRNZ | 2.4716e-07 | 0.0042465 | Simple method | 0.0037119
2020-06-01 | TIM_LV | Simple method region | 38618.1965 | 0.4449 | 17181.2356 | TRUG | 8.2335e-05 | 1.4146 | Simple method | 1.2365
2020-06-01 | TIM_LV | Simple method region | 38618.1965 | 0.4449 | 17181.2356 | UNET | 7.8858e-05 | 1.3549 | Simple method | 1.1843
2020-06-01 | TIM_LV | Simple method region | 38618.1965 | 0.4449 | 17181.2356 | UNIS | 0.00017993 | 3.0915 | Simple method | 2.7023
2020-06-01 | TIM_LV | Simple method region | 38618.1965 | 0.4449 | 17181.2356 | VECT | 0 | 0 | Simple method | 0
2020-06-01 | TIM_LV | Simple method region | 38618.1965 | 0.4449 | 17181.2356 | WAIP | 0 | 0 | Simple method | 0
2020-06-01 | TIM_LV | Simple method region | 38618.1965 | 0.4449 | 17181.2356 | WATA | 0.0010191 | 17.5098 | Simple method | 15.3055
2020-06-01 | TIM_LV | Simple method region | 38618.1965 | 0.4449 | 17181.2356 | WAV1 | 0.00035591 | 6.115 | Simple method | 5.3452
2020-06-01 | TIM_LV | Simple method region | 38618.1965 | 0.4449 | 17181.2356 | WELE | 6.9976e-05 | 1.2023 | Simple method | 1.0509
2020-06-01 | TIM_LV | Simple method region | 38618.1965 | 0.4449 | 17181.2356 | WNST | 0 | 0 | Simple method | 0
2020-06-01 | TIM_LV | Simple method region | 38618.1965 | 0.4449 | 17181.2356 | WPOW | 6.1553e-08 | 0.0010576 | Simple method | 0.00092442
2020-06-01 | TIM_LV | Simple method region | 38618.1965 | 0.4449 | 17181.2356 | WTOM | 1.3451e-07 | 0.0023111 | Simple method | 0.0020202
2020-07-01 | TIM_LV | Simple method region | 108417.1906 | 0.5722 | 62036.3165 | ALPE | 0.50585 | 31380.9972 | Simple method | 27430.4516
2020-07-01 | TIM_LV | Simple method region | 108417.1906 | 0.5722 | 62036.3165 | BUEL | 3.3245e-10 | 2.0624e-05 | Simple method | 1.8028e-05
2020-07-01 | TIM_LV | Simple method region | 108417.1906 | 0.5722 | 62036.3165 | CHBP | 0 | 0 | Simple method | 0
2020-07-01 | TIM_LV | Simple method region | 108417.1906 | 0.5722 | 62036.3165 | COUP | 0 | 0 | Simple method | 0
2020-07-01 | TIM_LV | Simple method region | 108417.1906 | 0.5722 | 62036.3165 | CTCT | 0.028528 | 1769.7779 | Simple method | 1546.981
2020-07-01 | TIM_LV | Simple method region | 108417.1906 | 0.5722 | 62036.3165 | DUNE | 0.00047242 | 29.3071 | Simple method | 25.6177
2020-07-01 | TIM_LV | Simple method region | 108417.1906 | 0.5722 | 62036.3165 | EASH | 4.0074e-05 | 2.4861 | Simple method | 2.1731
2020-07-01 | TIM_LV | Simple method region | 108417.1906 | 0.5722 | 62036.3165 | EAST | 0 | 0 | Simple method | 0
2020-07-01 | TIM_LV | Simple method region | 108417.1906 | 0.5722 | 62036.3165 | GENE | 0.13504 | 8377.3876 | Simple method | 7322.7604
2020-07-01 | TIM_LV | Simple method region | 108417.1906 | 0.5722 | 62036.3165 | HORO | 6.5021e-07 | 0.040337 | Simple method | 0.035259
2020-07-01 | TIM_LV | Simple method region | 108417.1906 | 0.5722 | 62036.3165 | HRZE | 3.5959e-06 | 0.22308 | Simple method | 0.195
2020-07-01 | TIM_LV | Simple method region | 108417.1906 | 0.5722 | 62036.3165 | KIWI | 3.3013e-06 | 0.2048 | Simple method | 0.17902
2020-07-01 | TIM_LV | Simple method region | 108417.1906 | 0.5722 | 62036.3165 | KUPE | 0 | 0 | Simple method | 0
2020-07-01 | TIM_LV | Simple method region | 108417.1906 | 0.5722 | 62036.3165 | MARL | 0 | 0 | Simple method | 0
2020-07-01 | TIM_LV | Simple method region | 108417.1906 | 0.5722 | 62036.3165 | MELT | 5.5493e-06 | 0.34426 | Simple method | 0.30092
2020-07-01 | TIM_LV | Simple method region | 108417.1906 | 0.5722 | 62036.3165 | MELW | 2.1533e-07 | 0.013358 | Simple method | 0.011676
2020-07-01 | TIM_LV | Simple method region | 108417.1906 | 0.5722 | 62036.3165 | MERI | 0.32299 | 20037.046 | Simple method | 17514.5875
2020-07-01 | TIM_LV | Simple method region | 108417.1906 | 0.5722 | 62036.3165 | METH | 0 | 0 | Simple method | 0
2020-07-01 | TIM_LV | Simple method region | 108417.1906 | 0.5722 | 62036.3165 | MPOW | 8.0065e-13 | 4.9669e-08 | Simple method | 4.3417e-08
2020-07-01 | TIM_LV | Simple method region | 108417.1906 | 0.5722 | 62036.3165 | MRPL | 0.0022492 | 139.533 | Simple method | 121.9672
2020-07-01 | TIM_LV | Simple method region | 108417.1906 | 0.5722 | 62036.3165 | MSVP | 0.00060779 | 37.7052 | Simple method | 32.9585
2020-07-01 | TIM_LV | Simple method region | 108417.1906 | 0.5722 | 62036.3165 | NAPA | 0.00092684 | 57.4975 | Simple method | 50.2592
2020-07-01 | TIM_LV | Simple method region | 108417.1906 | 0.5722 | 62036.3165 | NELS | 0 | 0 | Simple method | 0
2020-07-01 | TIM_LV | Simple method region | 108417.1906 | 0.5722 | 62036.3165 | NPOW | 0 | 0 | Simple method | 0
2020-07-01 | TIM_LV | Simple method region | 108417.1906 | 0.5722 | 62036.3165 | NTRG | 0.0005663 | 35.1311 | Simple method | 30.7085
2020-07-01 | TIM_LV | Simple method region | 108417.1906 | 0.5722 | 62036.3165 | NZAS | 0 | 0 | Simple method | 0
2020-07-01 | TIM_LV | Simple method region | 108417.1906 | 0.5722 | 62036.3165 | NZST | 2.8632e-15 | 1.7762e-10 | Simple method | 1.5526e-10
2020-07-01 | TIM_LV | Simple method region | 108417.1906 | 0.5722 | 62036.3165 | OMVP | 0 | 0 | Simple method | 0
2020-07-01 | TIM_LV | Simple method region | 108417.1906 | 0.5722 | 62036.3165 | ORON | 5.5987e-09 | 0.00034732 | Simple method | 0.0003036
2020-07-01 | TIM_LV | Simple method region | 108417.1906 | 0.5722 | 62036.3165 | PANP | 0 | 0 | Simple method | 0
2020-07-01 | TIM_LV | Simple method region | 108417.1906 | 0.5722 | 62036.3165 | POCO | 5.4617e-06 | 0.33882 | Simple method | 0.29617
2020-07-01 | TIM_LV | Simple method region | 108417.1906 | 0.5722 | 62036.3165 | POWN | 0.00042825 | 26.5673 | Simple method | 23.2227
2020-07-01 | TIM_LV | Simple method region | 108417.1906 | 0.5722 | 62036.3165 | RAYN | 0 | 0 | Simple method | 0
2020-07-01 | TIM_LV | Simple method region | 108417.1906 | 0.5722 | 62036.3165 | SCAN | 0 | 0 | Simple method | 0
2020-07-01 | TIM_LV | Simple method region | 108417.1906 | 0.5722 | 62036.3165 | SCGL | 2.1465e-14 | 1.3316e-09 | Simple method | 1.164e-09
2020-07-01 | TIM_LV | Simple method region | 108417.1906 | 0.5722 | 62036.3165 | SHPK | 0 | 0 | Simple method | 0
2020-07-01 | TIM_LV | Simple method region | 108417.1906 | 0.5722 | 62036.3165 | SKOG | 0.00011368 | 7.0521 | Simple method | 6.1644
2020-07-01 | TIM_LV | Simple method region | 108417.1906 | 0.5722 | 62036.3165 | SOLE | 0 | 0 | Simple method | 0
2020-07-01 | TIM_LV | Simple method region | 108417.1906 | 0.5722 | 62036.3165 | SOU2 | 1.2189e-05 | 0.75617 | Simple method | 0.66098
2020-07-01 | TIM_LV | Simple method region | 108417.1906 | 0.5722 | 62036.3165 | TARW | 0.0003462 | 21.4767 | Simple method | 18.773
2020-07-01 | TIM_LV | Simple method region | 108417.1906 | 0.5722 | 62036.3165 | TASM | 7.4781e-06 | 0.46391 | Simple method | 0.40551
2020-07-01 | TIM_LV | Simple method region | 108417.1906 | 0.5722 | 62036.3165 | TBOP | 2.923e-06 | 0.18133 | Simple method | 0.15851
2020-07-01 | TIM_LV | Simple method region | 108417.1906 | 0.5722 | 62036.3165 | TOD3 | 1.535e-05 | 0.95227 | Simple method | 0.83239
2020-07-01 | TIM_LV | Simple method region | 108417.1906 | 0.5722 | 62036.3165 | TOPE | 0 | 0 | Simple method | 0
2020-07-01 | TIM_LV | Simple method region | 108417.1906 | 0.5722 | 62036.3165 | TRNZ | 2.4716e-07 | 0.015333 | Simple method | 0.013403
2020-07-01 | TIM_LV | Simple method region | 108417.1906 | 0.5722 | 62036.3165 | TRUG | 8.2335e-05 | 5.1078 | Simple method | 4.4648
2020-07-01 | TIM_LV | Simple method region | 108417.1906 | 0.5722 | 62036.3165 | UNET | 7.8858e-05 | 4.892 | Simple method | 4.2762
2020-07-01 | TIM_LV | Simple method region | 108417.1906 | 0.5722 | 62036.3165 | UNIS | 0.00017993 | 11.1625 | Simple method | 9.7572
2020-07-01 | TIM_LV | Simple method region | 108417.1906 | 0.5722 | 62036.3165 | VECT | 0 | 0 | Simple method | 0
2020-07-01 | TIM_LV | Simple method region | 108417.1906 | 0.5722 | 62036.3165 | WAIP | 0 | 0 | Simple method | 0
2020-07-01 | TIM_LV | Simple method region | 108417.1906 | 0.5722 | 62036.3165 | WATA | 0.0010191 | 63.2225 | Simple method | 55.2634
2020-07-01 | TIM_LV | Simple method region | 108417.1906 | 0.5722 | 62036.3165 | WAV1 | 0.00035591 | 22.0796 | Simple method | 19.3
2020-07-01 | TIM_LV | Simple method region | 108417.1906 | 0.5722 | 62036.3165 | WELE | 6.9976e-05 | 4.341 | Simple method | 3.7945
2020-07-01 | TIM_LV | Simple method region | 108417.1906 | 0.5722 | 62036.3165 | WNST | 0 | 0 | Simple method | 0
2020-07-01 | TIM_LV | Simple method region | 108417.1906 | 0.5722 | 62036.3165 | WPOW | 6.1553e-08 | 0.0038185 | Simple method | 0.0033378
2020-07-01 | TIM_LV | Simple method region | 108417.1906 | 0.5722 | 62036.3165 | WTOM | 1.3451e-07 | 0.0083447 | Simple method | 0.0072942
2020-08-01 | TIM_LV | Simple method region | 68740.0972 | 0.9035 | 62106.6778 | ALPE | 0.50585 | 31416.5893 | Simple method | 27461.5631
2020-08-01 | TIM_LV | Simple method region | 68740.0972 | 0.9035 | 62106.6778 | BUEL | 3.3245e-10 | 2.0647e-05 | Simple method | 1.8048e-05
2020-08-01 | TIM_LV | Simple method region | 68740.0972 | 0.9035 | 62106.6778 | CHBP | 0 | 0 | Simple method | 0
2020-08-01 | TIM_LV | Simple method region | 68740.0972 | 0.9035 | 62106.6778 | COUP | 0 | 0 | Simple method | 0
2020-08-01 | TIM_LV | Simple method region | 68740.0972 | 0.9035 | 62106.6778 | CTCT | 0.028528 | 1771.7852 | Simple method | 1548.7356
2020-08-01 | TIM_LV | Simple method region | 68740.0972 | 0.9035 | 62106.6778 | DUNE | 0.00047242 | 29.3404 | Simple method | 25.6467
2020-08-01 | TIM_LV | Simple method region | 68740.0972 | 0.9035 | 62106.6778 | EASH | 4.0074e-05 | 2.4889 | Simple method | 2.1756
2020-08-01 | TIM_LV | Simple method region | 68740.0972 | 0.9035 | 62106.6778 | EAST | 0 | 0 | Simple method | 0
2020-08-01 | TIM_LV | Simple method region | 68740.0972 | 0.9035 | 62106.6778 | GENE | 0.13504 | 8386.8892 | Simple method | 7331.0659
2020-08-01 | TIM_LV | Simple method region | 68740.0972 | 0.9035 | 62106.6778 | HORO | 6.5021e-07 | 0.040382 | Simple method | 0.035299
2020-08-01 | TIM_LV | Simple method region | 68740.0972 | 0.9035 | 62106.6778 | HRZE | 3.5959e-06 | 0.22333 | Simple method | 0.19522
2020-08-01 | TIM_LV | Simple method region | 68740.0972 | 0.9035 | 62106.6778 | KIWI | 3.3013e-06 | 0.20504 | Simple method | 0.17922
2020-08-01 | TIM_LV | Simple method region | 68740.0972 | 0.9035 | 62106.6778 | KUPE | 0 | 0 | Simple method | 0
2020-08-01 | TIM_LV | Simple method region | 68740.0972 | 0.9035 | 62106.6778 | MARL | 0 | 0 | Simple method | 0
2020-08-01 | TIM_LV | Simple method region | 68740.0972 | 0.9035 | 62106.6778 | MELT | 5.5493e-06 | 0.34465 | Simple method | 0.30126
2020-08-01 | TIM_LV | Simple method region | 68740.0972 | 0.9035 | 62106.6778 | MELW | 2.1533e-07 | 0.013373 | Simple method | 0.01169
2020-08-01 | TIM_LV | Simple method region | 68740.0972 | 0.9035 | 62106.6778 | MERI | 0.32299 | 20059.772 | Simple method | 17534.4525
2020-08-01 | TIM_LV | Simple method region | 68740.0972 | 0.9035 | 62106.6778 | METH | 0 | 0 | Simple method | 0
2020-08-01 | TIM_LV | Simple method region | 68740.0972 | 0.9035 | 62106.6778 | MPOW | 8.0065e-13 | 4.9726e-08 | Simple method | 4.3466e-08
2020-08-01 | TIM_LV | Simple method region | 68740.0972 | 0.9035 | 62106.6778 | MRPL | 0.0022492 | 139.6913 | Simple method | 122.1056
2020-08-01 | TIM_LV | Simple method region | 68740.0972 | 0.9035 | 62106.6778 | MSVP | 0.00060779 | 37.748 | Simple method | 32.9959
2020-08-01 | TIM_LV | Simple method region | 68740.0972 | 0.9035 | 62106.6778 | NAPA | 0.00092684 | 57.5627 | Simple method | 50.3162
2020-08-01 | TIM_LV | Simple method region | 68740.0972 | 0.9035 | 62106.6778 | NELS | 0 | 0 | Simple method | 0
2020-08-01 | TIM_LV | Simple method region | 68740.0972 | 0.9035 | 62106.6778 | NPOW | 0 | 0 | Simple method | 0
2020-08-01 | TIM_LV | Simple method region | 68740.0972 | 0.9035 | 62106.6778 | NTRG | 0.0005663 | 35.1709 | Simple method | 30.7433
2020-08-01 | TIM_LV | Simple method region | 68740.0972 | 0.9035 | 62106.6778 | NZAS | 0 | 0 | Simple method | 0
2020-08-01 | TIM_LV | Simple method region | 68740.0972 | 0.9035 | 62106.6778 | NZST | 2.8632e-15 | 1.7782e-10 | Simple method | 1.5544e-10
2020-08-01 | TIM_LV | Simple method region | 68740.0972 | 0.9035 | 62106.6778 | OMVP | 0 | 0 | Simple method | 0
2020-08-01 | TIM_LV | Simple method region | 68740.0972 | 0.9035 | 62106.6778 | ORON | 5.5987e-09 | 0.00034772 | Simple method | 0.00030394
2020-08-01 | TIM_LV | Simple method region | 68740.0972 | 0.9035 | 62106.6778 | PANP | 0 | 0 | Simple method | 0
2020-08-01 | TIM_LV | Simple method region | 68740.0972 | 0.9035 | 62106.6778 | POCO | 5.4617e-06 | 0.33921 | Simple method | 0.2965
2020-08-01 | TIM_LV | Simple method region | 68740.0972 | 0.9035 | 62106.6778 | POWN | 0.00042825 | 26.5974 | Simple method | 23.2491
2020-08-01 | TIM_LV | Simple method region | 68740.0972 | 0.9035 | 62106.6778 | RAYN | 0 | 0 | Simple method | 0
2020-08-01 | TIM_LV | Simple method region | 68740.0972 | 0.9035 | 62106.6778 | SCAN | 0 | 0 | Simple method | 0
2020-08-01 | TIM_LV | Simple method region | 68740.0972 | 0.9035 | 62106.6778 | SCGL | 2.1465e-14 | 1.3331e-09 | Simple method | 1.1653e-09
2020-08-01 | TIM_LV | Simple method region | 68740.0972 | 0.9035 | 62106.6778 | SHPK | 0 | 0 | Simple method | 0
2020-08-01 | TIM_LV | Simple method region | 68740.0972 | 0.9035 | 62106.6778 | SKOG | 0.00011368 | 7.0601 | Simple method | 6.1713
2020-08-01 | TIM_LV | Simple method region | 68740.0972 | 0.9035 | 62106.6778 | SOLE | 0 | 0 | Simple method | 0
2020-08-01 | TIM_LV | Simple method region | 68740.0972 | 0.9035 | 62106.6778 | SOU2 | 1.2189e-05 | 0.75703 | Simple method | 0.66173
2020-08-01 | TIM_LV | Simple method region | 68740.0972 | 0.9035 | 62106.6778 | TARW | 0.0003462 | 21.501 | Simple method | 18.7943
2020-08-01 | TIM_LV | Simple method region | 68740.0972 | 0.9035 | 62106.6778 | TASM | 7.4781e-06 | 0.46444 | Simple method | 0.40597
2020-08-01 | TIM_LV | Simple method region | 68740.0972 | 0.9035 | 62106.6778 | TBOP | 2.923e-06 | 0.18154 | Simple method | 0.15869
2020-08-01 | TIM_LV | Simple method region | 68740.0972 | 0.9035 | 62106.6778 | TOD3 | 1.535e-05 | 0.95335 | Simple method | 0.83334
2020-08-01 | TIM_LV | Simple method region | 68740.0972 | 0.9035 | 62106.6778 | TOPE | 0 | 0 | Simple method | 0
2020-08-01 | TIM_LV | Simple method region | 68740.0972 | 0.9035 | 62106.6778 | TRNZ | 2.4716e-07 | 0.01535 | Simple method | 0.013418
2020-08-01 | TIM_LV | Simple method region | 68740.0972 | 0.9035 | 62106.6778 | TRUG | 8.2335e-05 | 5.1136 | Simple method | 4.4698
2020-08-01 | TIM_LV | Simple method region | 68740.0972 | 0.9035 | 62106.6778 | UNET | 7.8858e-05 | 4.8976 | Simple method | 4.281
2020-08-01 | TIM_LV | Simple method region | 68740.0972 | 0.9035 | 62106.6778 | UNIS | 0.00017993 | 11.1751 | Simple method | 9.7683
2020-08-01 | TIM_LV | Simple method region | 68740.0972 | 0.9035 | 62106.6778 | VECT | 0 | 0 | Simple method | 0
2020-08-01 | TIM_LV | Simple method region | 68740.0972 | 0.9035 | 62106.6778 | WAIP | 0 | 0 | Simple method | 0
2020-08-01 | TIM_LV | Simple method region | 68740.0972 | 0.9035 | 62106.6778 | WATA | 0.0010191 | 63.2942 | Simple method | 55.3261
2020-08-01 | TIM_LV | Simple method region | 68740.0972 | 0.9035 | 62106.6778 | WAV1 | 0.00035591 | 22.1047 | Simple method | 19.3219
2020-08-01 | TIM_LV | Simple method region | 68740.0972 | 0.9035 | 62106.6778 | WELE | 6.9976e-05 | 4.346 | Simple method | 3.7988
2020-08-01 | TIM_LV | Simple method region | 68740.0972 | 0.9035 | 62106.6778 | WNST | 0 | 0 | Simple method | 0
2020-08-01 | TIM_LV | Simple method region | 68740.0972 | 0.9035 | 62106.6778 | WPOW | 6.1553e-08 | 0.0038228 | Simple method | 0.0033416
2020-08-01 | TIM_LV | Simple method region | 68740.0972 | 0.9035 | 62106.6778 | WTOM | 1.3451e-07 | 0.0083542 | Simple method | 0.0073025
2020-09-01 | TIM_LV | Simple method region | 43102.8827 | 0.5459 | 23529.8636 | ALPE | 0.50585 | 11902.5536 | Simple method | 10404.1443
2020-09-01 | TIM_LV | Simple method region | 43102.8827 | 0.5459 | 23529.8636 | BUEL | 3.3245e-10 | 7.8225e-06 | Simple method | 6.8377e-06
2020-09-01 | TIM_LV | Simple method region | 43102.8827 | 0.5459 | 23529.8636 | CHBP | 0 | 0 | Simple method | 0
2020-09-01 | TIM_LV | Simple method region | 43102.8827 | 0.5459 | 23529.8636 | COUP | 0 | 0 | Simple method | 0
2020-09-01 | TIM_LV | Simple method region | 43102.8827 | 0.5459 | 23529.8636 | CTCT | 0.028528 | 671.2622 | Simple method | 586.7571
2020-09-01 | TIM_LV | Simple method region | 43102.8827 | 0.5459 | 23529.8636 | DUNE | 0.00047242 | 11.116 | Simple method | 9.7166
2020-09-01 | TIM_LV | Simple method region | 43102.8827 | 0.5459 | 23529.8636 | EASH | 4.0074e-05 | 0.94294 | Simple method | 0.82424
2020-09-01 | TIM_LV | Simple method region | 43102.8827 | 0.5459 | 23529.8636 | EAST | 0 | 0 | Simple method | 0
2020-09-01 | TIM_LV | Simple method region | 43102.8827 | 0.5459 | 23529.8636 | GENE | 0.13504 | 3177.4741 | Simple method | 2777.4627
2020-09-01 | TIM_LV | Simple method region | 43102.8827 | 0.5459 | 23529.8636 | HORO | 6.5021e-07 | 0.015299 | Simple method | 0.013373
2020-09-01 | TIM_LV | Simple method region | 43102.8827 | 0.5459 | 23529.8636 | HRZE | 3.5959e-06 | 0.084612 | Simple method | 0.07396
2020-09-01 | TIM_LV | Simple method region | 43102.8827 | 0.5459 | 23529.8636 | KIWI | 3.3013e-06 | 0.07768 | Simple method | 0.067901
2020-09-01 | TIM_LV | Simple method region | 43102.8827 | 0.5459 | 23529.8636 | KUPE | 0 | 0 | Simple method | 0
2020-09-01 | TIM_LV | Simple method region | 43102.8827 | 0.5459 | 23529.8636 | MARL | 0 | 0 | Simple method | 0
2020-09-01 | TIM_LV | Simple method region | 43102.8827 | 0.5459 | 23529.8636 | MELT | 5.5493e-06 | 0.13058 | Simple method | 0.11414
2020-09-01 | TIM_LV | Simple method region | 43102.8827 | 0.5459 | 23529.8636 | MELW | 2.1533e-07 | 0.0050666 | Simple method | 0.0044288
2020-09-01 | TIM_LV | Simple method region | 43102.8827 | 0.5459 | 23529.8636 | MERI | 0.32299 | 7599.8865 | Simple method | 6643.1387
2020-09-01 | TIM_LV | Simple method region | 43102.8827 | 0.5459 | 23529.8636 | METH | 0 | 0 | Simple method | 0
2020-09-01 | TIM_LV | Simple method region | 43102.8827 | 0.5459 | 23529.8636 | MPOW | 8.0065e-13 | 1.8839e-08 | Simple method | 1.6468e-08
2020-09-01 | TIM_LV | Simple method region | 43102.8827 | 0.5459 | 23529.8636 | MRPL | 0.0022492 | 52.9237 | Simple method | 46.2612
2020-09-01 | TIM_LV | Simple method region | 43102.8827 | 0.5459 | 23529.8636 | MSVP | 0.00060779 | 14.3013 | Simple method | 12.5009
2020-09-01 | TIM_LV | Simple method region | 43102.8827 | 0.5459 | 23529.8636 | NAPA | 0.00092684 | 21.8083 | Simple method | 19.0629
2020-09-01 | TIM_LV | Simple method region | 43102.8827 | 0.5459 | 23529.8636 | NELS | 0 | 0 | Simple method | 0
2020-09-01 | TIM_LV | Simple method region | 43102.8827 | 0.5459 | 23529.8636 | NPOW | 0 | 0 | Simple method | 0
2020-09-01 | TIM_LV | Simple method region | 43102.8827 | 0.5459 | 23529.8636 | NTRG | 0.0005663 | 13.3249 | Simple method | 11.6475
2020-09-01 | TIM_LV | Simple method region | 43102.8827 | 0.5459 | 23529.8636 | NZAS | 0 | 0 | Simple method | 0
2020-09-01 | TIM_LV | Simple method region | 43102.8827 | 0.5459 | 23529.8636 | NZST | 2.8632e-15 | 6.7371e-11 | Simple method | 5.8889e-11
2020-09-01 | TIM_LV | Simple method region | 43102.8827 | 0.5459 | 23529.8636 | OMVP | 0 | 0 | Simple method | 0
2020-09-01 | TIM_LV | Simple method region | 43102.8827 | 0.5459 | 23529.8636 | ORON | 5.5987e-09 | 0.00013174 | Simple method | 0.00011515
2020-09-01 | TIM_LV | Simple method region | 43102.8827 | 0.5459 | 23529.8636 | PANP | 0 | 0 | Simple method | 0
2020-09-01 | TIM_LV | Simple method region | 43102.8827 | 0.5459 | 23529.8636 | POCO | 5.4617e-06 | 0.12851 | Simple method | 0.11233
2020-09-01 | TIM_LV | Simple method region | 43102.8827 | 0.5459 | 23529.8636 | POWN | 0.00042825 | 10.0767 | Simple method | 8.8082
2020-09-01 | TIM_LV | Simple method region | 43102.8827 | 0.5459 | 23529.8636 | RAYN | 0 | 0 | Simple method | 0
2020-09-01 | TIM_LV | Simple method region | 43102.8827 | 0.5459 | 23529.8636 | SCAN | 0 | 0 | Simple method | 0
2020-09-01 | TIM_LV | Simple method region | 43102.8827 | 0.5459 | 23529.8636 | SCGL | 2.1465e-14 | 5.0508e-10 | Simple method | 4.4149e-10
2020-09-01 | TIM_LV | Simple method region | 43102.8827 | 0.5459 | 23529.8636 | SHPK | 0 | 0 | Simple method | 0
2020-09-01 | TIM_LV | Simple method region | 43102.8827 | 0.5459 | 23529.8636 | SKOG | 0.00011368 | 2.6748 | Simple method | 2.3381
2020-09-01 | TIM_LV | Simple method region | 43102.8827 | 0.5459 | 23529.8636 | SOLE | 0 | 0 | Simple method | 0
2020-09-01 | TIM_LV | Simple method region | 43102.8827 | 0.5459 | 23529.8636 | SOU2 | 1.2189e-05 | 0.28681 | Simple method | 0.2507
2020-09-01 | TIM_LV | Simple method region | 43102.8827 | 0.5459 | 23529.8636 | TARW | 0.0003462 | 8.1459 | Simple method | 7.1204
2020-09-01 | TIM_LV | Simple method region | 43102.8827 | 0.5459 | 23529.8636 | TASM | 7.4781e-06 | 0.17596 | Simple method | 0.15381
2020-09-01 | TIM_LV | Simple method region | 43102.8827 | 0.5459 | 23529.8636 | TBOP | 2.923e-06 | 0.068779 | Simple method | 0.06012
2020-09-01 | TIM_LV | Simple method region | 43102.8827 | 0.5459 | 23529.8636 | TOD3 | 1.535e-05 | 0.36119 | Simple method | 0.31572
2020-09-01 | TIM_LV | Simple method region | 43102.8827 | 0.5459 | 23529.8636 | TOPE | 0 | 0 | Simple method | 0
2020-09-01 | TIM_LV | Simple method region | 43102.8827 | 0.5459 | 23529.8636 | TRNZ | 2.4716e-07 | 0.0058156 | Simple method | 0.0050835
2020-09-01 | TIM_LV | Simple method region | 43102.8827 | 0.5459 | 23529.8636 | TRUG | 8.2335e-05 | 1.9373 | Simple method | 1.6934
2020-09-01 | TIM_LV | Simple method region | 43102.8827 | 0.5459 | 23529.8636 | UNET | 7.8858e-05 | 1.8555 | Simple method | 1.6219
2020-09-01 | TIM_LV | Simple method region | 43102.8827 | 0.5459 | 23529.8636 | UNIS | 0.00017993 | 4.2338 | Simple method | 3.7008
2020-09-01 | TIM_LV | Simple method region | 43102.8827 | 0.5459 | 23529.8636 | VECT | 0 | 0 | Simple method | 0
2020-09-01 | TIM_LV | Simple method region | 43102.8827 | 0.5459 | 23529.8636 | WAIP | 0 | 0 | Simple method | 0
2020-09-01 | TIM_LV | Simple method region | 43102.8827 | 0.5459 | 23529.8636 | WATA | 0.0010191 | 23.9798 | Simple method | 20.961
2020-09-01 | TIM_LV | Simple method region | 43102.8827 | 0.5459 | 23529.8636 | WAV1 | 0.00035591 | 8.3746 | Simple method | 7.3203
2020-09-01 | TIM_LV | Simple method region | 43102.8827 | 0.5459 | 23529.8636 | WELE | 6.9976e-05 | 1.6465 | Simple method | 1.4392
2020-09-01 | TIM_LV | Simple method region | 43102.8827 | 0.5459 | 23529.8636 | WNST | 0 | 0 | Simple method | 0
2020-09-01 | TIM_LV | Simple method region | 43102.8827 | 0.5459 | 23529.8636 | WPOW | 6.1553e-08 | 0.0014483 | Simple method | 0.001266
2020-09-01 | TIM_LV | Simple method region | 43102.8827 | 0.5459 | 23529.8636 | WTOM | 1.3451e-07 | 0.0031651 | Simple method | 0.0027666
2020-10-01 | TIM_LV | Simple method region | 88278.422 | 0.4566 | 40307.9275 | ALPE | 0.50585 | 20389.7173 | Simple method | 17822.8611
2020-10-01 | TIM_LV | Simple method region | 88278.422 | 0.4566 | 40307.9275 | BUEL | 3.3245e-10 | 1.34e-05 | Simple method | 1.1713e-05
2020-10-01 | TIM_LV | Simple method region | 88278.422 | 0.4566 | 40307.9275 | CHBP | 0 | 0 | Simple method | 0
2020-10-01 | TIM_LV | Simple method region | 88278.422 | 0.4566 | 40307.9275 | COUP | 0 | 0 | Simple method | 0
2020-10-01 | TIM_LV | Simple method region | 88278.422 | 0.4566 | 40307.9275 | CTCT | 0.028528 | 1149.9084 | Simple method | 1005.1467
2020-10-01 | TIM_LV | Simple method region | 88278.422 | 0.4566 | 40307.9275 | DUNE | 0.00047242 | 19.0422 | Simple method | 16.645
2020-10-01 | TIM_LV | Simple method region | 88278.422 | 0.4566 | 40307.9275 | EASH | 4.0074e-05 | 1.6153 | Simple method | 1.412
2020-10-01 | TIM_LV | Simple method region | 88278.422 | 0.4566 | 40307.9275 | EAST | 0 | 0 | Simple method | 0
2020-10-01 | TIM_LV | Simple method region | 88278.422 | 0.4566 | 40307.9275 | GENE | 0.13504 | 5443.1847 | Simple method | 4757.9436
2020-10-01 | TIM_LV | Simple method region | 88278.422 | 0.4566 | 40307.9275 | HORO | 6.5021e-07 | 0.026209 | Simple method | 0.022909
2020-10-01 | TIM_LV | Simple method region | 88278.422 | 0.4566 | 40307.9275 | HRZE | 3.5959e-06 | 0.14495 | Simple method | 0.1267
2020-10-01 | TIM_LV | Simple method region | 88278.422 | 0.4566 | 40307.9275 | KIWI | 3.3013e-06 | 0.13307 | Simple method | 0.11632
2020-10-01 | TIM_LV | Simple method region | 88278.422 | 0.4566 | 40307.9275 | KUPE | 0 | 0 | Simple method | 0
2020-10-01 | TIM_LV | Simple method region | 88278.422 | 0.4566 | 40307.9275 | MARL | 0 | 0 | Simple method | 0
2020-10-01 | TIM_LV | Simple method region | 88278.422 | 0.4566 | 40307.9275 | MELT | 5.5493e-06 | 0.22368 | Simple method | 0.19552
2020-10-01 | TIM_LV | Simple method region | 88278.422 | 0.4566 | 40307.9275 | MELW | 2.1533e-07 | 0.0086794 | Simple method | 0.0075867
2020-10-01 | TIM_LV | Simple method region | 88278.422 | 0.4566 | 40307.9275 | MERI | 0.32299 | 13019.016 | Simple method | 11380.0555
2020-10-01 | TIM_LV | Simple method region | 88278.422 | 0.4566 | 40307.9275 | METH | 0 | 0 | Simple method | 0
2020-10-01 | TIM_LV | Simple method region | 88278.422 | 0.4566 | 40307.9275 | MPOW | 8.0065e-13 | 3.2273e-08 | Simple method | 2.821e-08
2020-10-01 | TIM_LV | Simple method region | 88278.422 | 0.4566 | 40307.9275 | MRPL | 0.0022492 | 90.6612 | Simple method | 79.2479
2020-10-01 | TIM_LV | Simple method region | 88278.422 | 0.4566 | 40307.9275 | MSVP | 0.00060779 | 24.4988 | Simple method | 21.4147
2020-10-01 | TIM_LV | Simple method region | 88278.422 | 0.4566 | 40307.9275 | NAPA | 0.00092684 | 37.3589 | Simple method | 32.6558
2020-10-01 | TIM_LV | Simple method region | 88278.422 | 0.4566 | 40307.9275 | NELS | 0 | 0 | Simple method | 0
2020-10-01 | TIM_LV | Simple method region | 88278.422 | 0.4566 | 40307.9275 | NPOW | 0 | 0 | Simple method | 0
2020-10-01 | TIM_LV | Simple method region | 88278.422 | 0.4566 | 40307.9275 | NTRG | 0.0005663 | 22.8263 | Simple method | 19.9527
2020-10-01 | TIM_LV | Simple method region | 88278.422 | 0.4566 | 40307.9275 | NZAS | 0 | 0 | Simple method | 0
2020-10-01 | TIM_LV | Simple method region | 88278.422 | 0.4566 | 40307.9275 | NZST | 2.8632e-15 | 1.1541e-10 | Simple method | 1.0088e-10
2020-10-01 | TIM_LV | Simple method region | 88278.422 | 0.4566 | 40307.9275 | OMVP | 0 | 0 | Simple method | 0
2020-10-01 | TIM_LV | Simple method region | 88278.422 | 0.4566 | 40307.9275 | ORON | 5.5987e-09 | 0.00022567 | Simple method | 0.00019726
2020-10-01 | TIM_LV | Simple method region | 88278.422 | 0.4566 | 40307.9275 | PANP | 0 | 0 | Simple method | 0
2020-10-01 | TIM_LV | Simple method region | 88278.422 | 0.4566 | 40307.9275 | POCO | 5.4617e-06 | 0.22015 | Simple method | 0.19243
2020-10-01 | TIM_LV | Simple method region | 88278.422 | 0.4566 | 40307.9275 | POWN | 0.00042825 | 17.262 | Simple method | 15.0889
2020-10-01 | TIM_LV | Simple method region | 88278.422 | 0.4566 | 40307.9275 | RAYN | 0 | 0 | Simple method | 0
2020-10-01 | TIM_LV | Simple method region | 88278.422 | 0.4566 | 40307.9275 | SCAN | 0 | 0 | Simple method | 0
2020-10-01 | TIM_LV | Simple method region | 88278.422 | 0.4566 | 40307.9275 | SCGL | 2.1465e-14 | 8.6522e-10 | Simple method | 7.563e-10
2020-10-01 | TIM_LV | Simple method region | 88278.422 | 0.4566 | 40307.9275 | SHPK | 0 | 0 | Simple method | 0
2020-10-01 | TIM_LV | Simple method region | 88278.422 | 0.4566 | 40307.9275 | SKOG | 0.00011368 | 4.5821 | Simple method | 4.0053
2020-10-01 | TIM_LV | Simple method region | 88278.422 | 0.4566 | 40307.9275 | SOLE | 0 | 0 | Simple method | 0
2020-10-01 | TIM_LV | Simple method region | 88278.422 | 0.4566 | 40307.9275 | SOU2 | 1.2189e-05 | 0.49132 | Simple method | 0.42947
2020-10-01 | TIM_LV | Simple method region | 88278.422 | 0.4566 | 40307.9275 | TARW | 0.0003462 | 13.9544 | Simple method | 12.1977
2020-10-01 | TIM_LV | Simple method region | 88278.422 | 0.4566 | 40307.9275 | TASM | 7.4781e-06 | 0.30143 | Simple method | 0.26348
2020-10-01 | TIM_LV | Simple method region | 88278.422 | 0.4566 | 40307.9275 | TBOP | 2.923e-06 | 0.11782 | Simple method | 0.10299
2020-10-01 | TIM_LV | Simple method region | 88278.422 | 0.4566 | 40307.9275 | TOD3 | 1.535e-05 | 0.61874 | Simple method | 0.54084
2020-10-01 | TIM_LV | Simple method region | 88278.422 | 0.4566 | 40307.9275 | TOPE | 0 | 0 | Simple method | 0
2020-10-01 | TIM_LV | Simple method region | 88278.422 | 0.4566 | 40307.9275 | TRNZ | 2.4716e-07 | 0.0099625 | Simple method | 0.0087083
2020-10-01 | TIM_LV | Simple method region | 88278.422 | 0.4566 | 40307.9275 | TRUG | 8.2335e-05 | 3.3188 | Simple method | 2.901
2020-10-01 | TIM_LV | Simple method region | 88278.422 | 0.4566 | 40307.9275 | UNET | 7.8858e-05 | 3.1786 | Simple method | 2.7784
2020-10-01 | TIM_LV | Simple method region | 88278.422 | 0.4566 | 40307.9275 | UNIS | 0.00017993 | 7.2528 | Simple method | 6.3397
2020-10-01 | TIM_LV | Simple method region | 88278.422 | 0.4566 | 40307.9275 | VECT | 0 | 0 | Simple method | 0
2020-10-01 | TIM_LV | Simple method region | 88278.422 | 0.4566 | 40307.9275 | WAIP | 0 | 0 | Simple method | 0
2020-10-01 | TIM_LV | Simple method region | 88278.422 | 0.4566 | 40307.9275 | WATA | 0.0010191 | 41.0787 | Simple method | 35.9073
2020-10-01 | TIM_LV | Simple method region | 88278.422 | 0.4566 | 40307.9275 | WAV1 | 0.00035591 | 14.3462 | Simple method | 12.5401
2020-10-01 | TIM_LV | Simple method region | 88278.422 | 0.4566 | 40307.9275 | WELE | 6.9976e-05 | 2.8206 | Simple method | 2.4655
2020-10-01 | TIM_LV | Simple method region | 88278.422 | 0.4566 | 40307.9275 | WNST | 0 | 0 | Simple method | 0
2020-10-01 | TIM_LV | Simple method region | 88278.422 | 0.4566 | 40307.9275 | WPOW | 6.1553e-08 | 0.0024811 | Simple method | 0.0021687
2020-10-01 | TIM_LV | Simple method region | 88278.422 | 0.4566 | 40307.9275 | WTOM | 1.3451e-07 | 0.005422 | Simple method | 0.0047394
2020-11-01 | TIM_LV | Simple method region | 41317.8863 | 0.545 | 22518.2481 | ALPE | 0.50585 | 11390.8291 | Simple method | 9956.8406
2020-11-01 | TIM_LV | Simple method region | 41317.8863 | 0.545 | 22518.2481 | BUEL | 3.3245e-10 | 7.4862e-06 | Simple method | 6.5437e-06
2020-11-01 | TIM_LV | Simple method region | 41317.8863 | 0.545 | 22518.2481 | CHBP | 0 | 0 | Simple method | 0
2020-11-01 | TIM_LV | Simple method region | 41317.8863 | 0.545 | 22518.2481 | COUP | 0 | 0 | Simple method | 0
2020-11-01 | TIM_LV | Simple method region | 41317.8863 | 0.545 | 22518.2481 | CTCT | 0.028528 | 642.4027 | Simple method | 561.5308
2020-11-01 | TIM_LV | Simple method region | 41317.8863 | 0.545 | 22518.2481 | DUNE | 0.00047242 | 10.638 | Simple method | 9.2988
2020-11-01 | TIM_LV | Simple method region | 41317.8863 | 0.545 | 22518.2481 | EASH | 4.0074e-05 | 0.9024 | Simple method | 0.7888
2020-11-01 | TIM_LV | Simple method region | 41317.8863 | 0.545 | 22518.2481 | EAST | 0 | 0 | Simple method | 0
2020-11-01 | TIM_LV | Simple method region | 41317.8863 | 0.545 | 22518.2481 | GENE | 0.13504 | 3040.8655 | Simple method | 2658.0517
2020-11-01 | TIM_LV | Simple method region | 41317.8863 | 0.545 | 22518.2481 | HORO | 6.5021e-07 | 0.014642 | Simple method | 0.012798
2020-11-01 | TIM_LV | Simple method region | 41317.8863 | 0.545 | 22518.2481 | HRZE | 3.5959e-06 | 0.080974 | Simple method | 0.070781
2020-11-01 | TIM_LV | Simple method region | 41317.8863 | 0.545 | 22518.2481 | KIWI | 3.3013e-06 | 0.07434 | Simple method | 0.064982
2020-11-01 | TIM_LV | Simple method region | 41317.8863 | 0.545 | 22518.2481 | KUPE | 0 | 0 | Simple method | 0
2020-11-01 | TIM_LV | Simple method region | 41317.8863 | 0.545 | 22518.2481 | MARL | 0 | 0 | Simple method | 0
2020-11-01 | TIM_LV | Simple method region | 41317.8863 | 0.545 | 22518.2481 | MELT | 5.5493e-06 | 0.12496 | Simple method | 0.10923
2020-11-01 | TIM_LV | Simple method region | 41317.8863 | 0.545 | 22518.2481 | MELW | 2.1533e-07 | 0.0048488 | Simple method | 0.0042384
2020-11-01 | TIM_LV | Simple method region | 41317.8863 | 0.545 | 22518.2481 | MERI | 0.32299 | 7273.1458 | Simple method | 6357.5314
2020-11-01 | TIM_LV | Simple method region | 41317.8863 | 0.545 | 22518.2481 | METH | 0 | 0 | Simple method | 0
2020-11-01 | TIM_LV | Simple method region | 41317.8863 | 0.545 | 22518.2481 | MPOW | 8.0065e-13 | 1.8029e-08 | Simple method | 1.576e-08
2020-11-01 | TIM_LV | Simple method region | 41317.8863 | 0.545 | 22518.2481 | MRPL | 0.0022492 | 50.6484 | Simple method | 44.2723
2020-11-01 | TIM_LV | Simple method region | 41317.8863 | 0.545 | 22518.2481 | MSVP | 0.00060779 | 13.6864 | Simple method | 11.9634
2020-11-01 | TIM_LV | Simple method region | 41317.8863 | 0.545 | 22518.2481 | NAPA | 0.00092684 | 20.8707 | Simple method | 18.2433
2020-11-01 | TIM_LV | Simple method region | 41317.8863 | 0.545 | 22518.2481 | NELS | 0 | 0 | Simple method | 0
2020-11-01 | TIM_LV | Simple method region | 41317.8863 | 0.545 | 22518.2481 | NPOW | 0 | 0 | Simple method | 0
2020-11-01 | TIM_LV | Simple method region | 41317.8863 | 0.545 | 22518.2481 | NTRG | 0.0005663 | 12.7521 | Simple method | 11.1467
2020-11-01 | TIM_LV | Simple method region | 41317.8863 | 0.545 | 22518.2481 | NZAS | 0 | 0 | Simple method | 0
2020-11-01 | TIM_LV | Simple method region | 41317.8863 | 0.545 | 22518.2481 | NZST | 2.8632e-15 | 6.4474e-11 | Simple method | 5.6358e-11
2020-11-01 | TIM_LV | Simple method region | 41317.8863 | 0.545 | 22518.2481 | OMVP | 0 | 0 | Simple method | 0
2020-11-01 | TIM_LV | Simple method region | 41317.8863 | 0.545 | 22518.2481 | ORON | 5.5987e-09 | 0.00012607 | Simple method | 0.0001102
2020-11-01 | TIM_LV | Simple method region | 41317.8863 | 0.545 | 22518.2481 | PANP | 0 | 0 | Simple method | 0
2020-11-01 | TIM_LV | Simple method region | 41317.8863 | 0.545 | 22518.2481 | POCO | 5.4617e-06 | 0.12299 | Simple method | 0.1075
2020-11-01 | TIM_LV | Simple method region | 41317.8863 | 0.545 | 22518.2481 | POWN | 0.00042825 | 9.6435 | Simple method | 8.4295
2020-11-01 | TIM_LV | Simple method region | 41317.8863 | 0.545 | 22518.2481 | RAYN | 0 | 0 | Simple method | 0
2020-11-01 | TIM_LV | Simple method region | 41317.8863 | 0.545 | 22518.2481 | SCAN | 0 | 0 | Simple method | 0
2020-11-01 | TIM_LV | Simple method region | 41317.8863 | 0.545 | 22518.2481 | SCGL | 2.1465e-14 | 4.8336e-10 | Simple method | 4.2251e-10
2020-11-01 | TIM_LV | Simple method region | 41317.8863 | 0.545 | 22518.2481 | SHPK | 0 | 0 | Simple method | 0
2020-11-01 | TIM_LV | Simple method region | 41317.8863 | 0.545 | 22518.2481 | SKOG | 0.00011368 | 2.5598 | Simple method | 2.2376
2020-11-01 | TIM_LV | Simple method region | 41317.8863 | 0.545 | 22518.2481 | SOLE | 0 | 0 | Simple method | 0
2020-11-01 | TIM_LV | Simple method region | 41317.8863 | 0.545 | 22518.2481 | SOU2 | 1.2189e-05 | 0.27448 | Simple method | 0.23992
2020-11-01 | TIM_LV | Simple method region | 41317.8863 | 0.545 | 22518.2481 | TARW | 0.0003462 | 7.7957 | Simple method | 6.8143
2020-11-01 | TIM_LV | Simple method region | 41317.8863 | 0.545 | 22518.2481 | TASM | 7.4781e-06 | 0.16839 | Simple method | 0.14719
2020-11-01 | TIM_LV | Simple method region | 41317.8863 | 0.545 | 22518.2481 | TBOP | 2.923e-06 | 0.065822 | Simple method | 0.057535
2020-11-01 | TIM_LV | Simple method region | 41317.8863 | 0.545 | 22518.2481 | TOD3 | 1.535e-05 | 0.34566 | Simple method | 0.30215
2020-11-01 | TIM_LV | Simple method region | 41317.8863 | 0.545 | 22518.2481 | TOPE | 0 | 0 | Simple method | 0
2020-11-01 | TIM_LV | Simple method region | 41317.8863 | 0.545 | 22518.2481 | TRNZ | 2.4716e-07 | 0.0055656 | Simple method | 0.0048649
2020-11-01 | TIM_LV | Simple method region | 41317.8863 | 0.545 | 22518.2481 | TRUG | 8.2335e-05 | 1.854 | Simple method | 1.6206
2020-11-01 | TIM_LV | Simple method region | 41317.8863 | 0.545 | 22518.2481 | UNET | 7.8858e-05 | 1.7757 | Simple method | 1.5522
2020-11-01 | TIM_LV | Simple method region | 41317.8863 | 0.545 | 22518.2481 | UNIS | 0.00017993 | 4.0518 | Simple method | 3.5417
2020-11-01 | TIM_LV | Simple method region | 41317.8863 | 0.545 | 22518.2481 | VECT | 0 | 0 | Simple method | 0
2020-11-01 | TIM_LV | Simple method region | 41317.8863 | 0.545 | 22518.2481 | WAIP | 0 | 0 | Simple method | 0
2020-11-01 | TIM_LV | Simple method region | 41317.8863 | 0.545 | 22518.2481 | WATA | 0.0010191 | 22.9488 | Simple method | 20.0598
2020-11-01 | TIM_LV | Simple method region | 41317.8863 | 0.545 | 22518.2481 | WAV1 | 0.00035591 | 8.0146 | Simple method | 7.0056
2020-11-01 | TIM_LV | Simple method region | 41317.8863 | 0.545 | 22518.2481 | WELE | 6.9976e-05 | 1.5757 | Simple method | 1.3774
2020-11-01 | TIM_LV | Simple method region | 41317.8863 | 0.545 | 22518.2481 | WNST | 0 | 0 | Simple method | 0
2020-11-01 | TIM_LV | Simple method region | 41317.8863 | 0.545 | 22518.2481 | WPOW | 6.1553e-08 | 0.0013861 | Simple method | 0.0012116
2020-11-01 | TIM_LV | Simple method region | 41317.8863 | 0.545 | 22518.2481 | WTOM | 1.3451e-07 | 0.003029 | Simple method | 0.0026477
2020-12-01 | TIM_LV | Simple method region | 75758.5577 | 0.5907 | 44750.58 | ALPE | 0.50585 | 22637.0279 | Simple method | 19787.2583
2020-12-01 | TIM_LV | Simple method region | 75758.5577 | 0.5907 | 44750.58 | BUEL | 3.3245e-10 | 1.4877e-05 | Simple method | 1.3004e-05
2020-12-01 | TIM_LV | Simple method region | 75758.5577 | 0.5907 | 44750.58 | CHBP | 0 | 0 | Simple method | 0
2020-12-01 | TIM_LV | Simple method region | 75758.5577 | 0.5907 | 44750.58 | COUP | 0 | 0 | Simple method | 0
2020-12-01 | TIM_LV | Simple method region | 75758.5577 | 0.5907 | 44750.58 | CTCT | 0.028528 | 1276.6488 | Simple method | 1115.9318
2020-12-01 | TIM_LV | Simple method region | 75758.5577 | 0.5907 | 44750.58 | DUNE | 0.00047242 | 21.141 | Simple method | 18.4796
2020-12-01 | TIM_LV | Simple method region | 75758.5577 | 0.5907 | 44750.58 | EASH | 4.0074e-05 | 1.7933 | Simple method | 1.5676
2020-12-01 | TIM_LV | Simple method region | 75758.5577 | 0.5907 | 44750.58 | EAST | 0 | 0 | Simple method | 0
2020-12-01 | TIM_LV | Simple method region | 75758.5577 | 0.5907 | 44750.58 | GENE | 0.13504 | 6043.1208 | Simple method | 5282.3539
2020-12-01 | TIM_LV | Simple method region | 75758.5577 | 0.5907 | 44750.58 | HORO | 6.5021e-07 | 0.029097 | Simple method | 0.025434
2020-12-01 | TIM_LV | Simple method region | 75758.5577 | 0.5907 | 44750.58 | HRZE | 3.5959e-06 | 0.16092 | Simple method | 0.14066
2020-12-01 | TIM_LV | Simple method region | 75758.5577 | 0.5907 | 44750.58 | KIWI | 3.3013e-06 | 0.14774 | Simple method | 0.12914
2020-12-01 | TIM_LV | Simple method region | 75758.5577 | 0.5907 | 44750.58 | KUPE | 0 | 0 | Simple method | 0
2020-12-01 | TIM_LV | Simple method region | 75758.5577 | 0.5907 | 44750.58 | MARL | 0 | 0 | Simple method | 0
2020-12-01 | TIM_LV | Simple method region | 75758.5577 | 0.5907 | 44750.58 | MELT | 5.5493e-06 | 0.24834 | Simple method | 0.21707
2020-12-01 | TIM_LV | Simple method region | 75758.5577 | 0.5907 | 44750.58 | MELW | 2.1533e-07 | 0.009636 | Simple method | 0.0084229
2020-12-01 | TIM_LV | Simple method region | 75758.5577 | 0.5907 | 44750.58 | MERI | 0.32299 | 14453.9438 | Simple method | 12634.3406
2020-12-01 | TIM_LV | Simple method region | 75758.5577 | 0.5907 | 44750.58 | METH | 0 | 0 | Simple method | 0
2020-12-01 | TIM_LV | Simple method region | 75758.5577 | 0.5907 | 44750.58 | MPOW | 8.0065e-13 | 3.583e-08 | Simple method | 3.1319e-08
2020-12-01 | TIM_LV | Simple method region | 75758.5577 | 0.5907 | 44750.58 | MRPL | 0.0022492 | 100.6537 | Simple method | 87.9824
2020-12-01 | TIM_LV | Simple method region | 75758.5577 | 0.5907 | 44750.58 | MSVP | 0.00060779 | 27.1991 | Simple method | 23.775
2020-12-01 | TIM_LV | Simple method region | 75758.5577 | 0.5907 | 44750.58 | NAPA | 0.00092684 | 41.4765 | Simple method | 36.255
2020-12-01 | TIM_LV | Simple method region | 75758.5577 | 0.5907 | 44750.58 | NELS | 0 | 0 | Simple method | 0
2020-12-01 | TIM_LV | Simple method region | 75758.5577 | 0.5907 | 44750.58 | NPOW | 0 | 0 | Simple method | 0
2020-12-01 | TIM_LV | Simple method region | 75758.5577 | 0.5907 | 44750.58 | NTRG | 0.0005663 | 25.3422 | Simple method | 22.1519
2020-12-01 | TIM_LV | Simple method region | 75758.5577 | 0.5907 | 44750.58 | NZAS | 0 | 0 | Simple method | 0
2020-12-01 | TIM_LV | Simple method region | 75758.5577 | 0.5907 | 44750.58 | NZST | 2.8632e-15 | 1.2813e-10 | Simple method | 1.12e-10
2020-12-01 | TIM_LV | Simple method region | 75758.5577 | 0.5907 | 44750.58 | OMVP | 0 | 0 | Simple method | 0
2020-12-01 | TIM_LV | Simple method region | 75758.5577 | 0.5907 | 44750.58 | ORON | 5.5987e-09 | 0.00025054 | Simple method | 0.000219
2020-12-01 | TIM_LV | Simple method region | 75758.5577 | 0.5907 | 44750.58 | PANP | 0 | 0 | Simple method | 0
2020-12-01 | TIM_LV | Simple method region | 75758.5577 | 0.5907 | 44750.58 | POCO | 5.4617e-06 | 0.24441 | Simple method | 0.21364
2020-12-01 | TIM_LV | Simple method region | 75758.5577 | 0.5907 | 44750.58 | POWN | 0.00042825 | 19.1646 | Simple method | 16.752
2020-12-01 | TIM_LV | Simple method region | 75758.5577 | 0.5907 | 44750.58 | RAYN | 0 | 0 | Simple method | 0
2020-12-01 | TIM_LV | Simple method region | 75758.5577 | 0.5907 | 44750.58 | SCAN | 0 | 0 | Simple method | 0
2020-12-01 | TIM_LV | Simple method region | 75758.5577 | 0.5907 | 44750.58 | SCGL | 2.1465e-14 | 9.6059e-10 | Simple method | 8.3966e-10
2020-12-01 | TIM_LV | Simple method region | 75758.5577 | 0.5907 | 44750.58 | SHPK | 0 | 0 | Simple method | 0
2020-12-01 | TIM_LV | Simple method region | 75758.5577 | 0.5907 | 44750.58 | SKOG | 0.00011368 | 5.0871 | Simple method | 4.4467
2020-12-01 | TIM_LV | Simple method region | 75758.5577 | 0.5907 | 44750.58 | SOLE | 0 | 0 | Simple method | 0
2020-12-01 | TIM_LV | Simple method region | 75758.5577 | 0.5907 | 44750.58 | SOU2 | 1.2189e-05 | 0.54547 | Simple method | 0.4768
2020-12-01 | TIM_LV | Simple method region | 75758.5577 | 0.5907 | 44750.58 | TARW | 0.0003462 | 15.4924 | Simple method | 13.5421
2020-12-01 | TIM_LV | Simple method region | 75758.5577 | 0.5907 | 44750.58 | TASM | 7.4781e-06 | 0.33465 | Simple method | 0.29252
2020-12-01 | TIM_LV | Simple method region | 75758.5577 | 0.5907 | 44750.58 | TBOP | 2.923e-06 | 0.13081 | Simple method | 0.11434
2020-12-01 | TIM_LV | Simple method region | 75758.5577 | 0.5907 | 44750.58 | TOD3 | 1.535e-05 | 0.68693 | Simple method | 0.60046
2020-12-01 | TIM_LV | Simple method region | 75758.5577 | 0.5907 | 44750.58 | TOPE | 0 | 0 | Simple method | 0
2020-12-01 | TIM_LV | Simple method region | 75758.5577 | 0.5907 | 44750.58 | TRNZ | 2.4716e-07 | 0.011061 | Simple method | 0.0096681
2020-12-01 | TIM_LV | Simple method region | 75758.5577 | 0.5907 | 44750.58 | TRUG | 8.2335e-05 | 3.6846 | Simple method | 3.2207
2020-12-01 | TIM_LV | Simple method region | 75758.5577 | 0.5907 | 44750.58 | UNET | 7.8858e-05 | 3.5289 | Simple method | 3.0847
2020-12-01 | TIM_LV | Simple method region | 75758.5577 | 0.5907 | 44750.58 | UNIS | 0.00017993 | 8.0522 | Simple method | 7.0385
2020-12-01 | TIM_LV | Simple method region | 75758.5577 | 0.5907 | 44750.58 | VECT | 0 | 0 | Simple method | 0
2020-12-01 | TIM_LV | Simple method region | 75758.5577 | 0.5907 | 44750.58 | WAIP | 0 | 0 | Simple method | 0
2020-12-01 | TIM_LV | Simple method region | 75758.5577 | 0.5907 | 44750.58 | WATA | 0.0010191 | 45.6063 | Simple method | 39.8649
2020-12-01 | TIM_LV | Simple method region | 75758.5577 | 0.5907 | 44750.58 | WAV1 | 0.00035591 | 15.9274 | Simple method | 13.9223
2020-12-01 | TIM_LV | Simple method region | 75758.5577 | 0.5907 | 44750.58 | WELE | 6.9976e-05 | 3.1315 | Simple method | 2.7372
2020-12-01 | TIM_LV | Simple method region | 75758.5577 | 0.5907 | 44750.58 | WNST | 0 | 0 | Simple method | 0
2020-12-01 | TIM_LV | Simple method region | 75758.5577 | 0.5907 | 44750.58 | WPOW | 6.1553e-08 | 0.0027545 | Simple method | 0.0024078
2020-12-01 | TIM_LV | Simple method region | 75758.5577 | 0.5907 | 44750.58 | WTOM | 1.3451e-07 | 0.0060196 | Simple method | 0.0052618
2021-01-01 | TIM_LV | Simple method region | 59133.228 | 0.674 | 39855.7956 | ALPE | 0.50585 | 20161.007 | Simple method | 17622.9431
2021-01-01 | TIM_LV | Simple method region | 59133.228 | 0.674 | 39855.7956 | BUEL | 3.3245e-10 | 1.325e-05 | Simple method | 1.1582e-05
2021-01-01 | TIM_LV | Simple method region | 59133.228 | 0.674 | 39855.7956 | CHBP | 0 | 0 | Simple method | 0
2021-01-01 | TIM_LV | Simple method region | 59133.228 | 0.674 | 39855.7956 | COUP | 0 | 0 | Simple method | 0
2021-01-01 | TIM_LV | Simple method region | 59133.228 | 0.674 | 39855.7956 | CTCT | 0.028528 | 1137.0099 | Simple method | 993.872
2021-01-01 | TIM_LV | Simple method region | 59133.228 | 0.674 | 39855.7956 | DUNE | 0.00047242 | 18.8286 | Simple method | 16.4583
2021-01-01 | TIM_LV | Simple method region | 59133.228 | 0.674 | 39855.7956 | EASH | 4.0074e-05 | 1.5972 | Simple method | 1.3961
2021-01-01 | TIM_LV | Simple method region | 59133.228 | 0.674 | 39855.7956 | EAST | 0 | 0 | Simple method | 0
2021-01-01 | TIM_LV | Simple method region | 59133.228 | 0.674 | 39855.7956 | GENE | 0.13504 | 5382.1288 | Simple method | 4704.574
2021-01-01 | TIM_LV | Simple method region | 59133.228 | 0.674 | 39855.7956 | HORO | 6.5021e-07 | 0.025915 | Simple method | 0.022652
2021-01-01 | TIM_LV | Simple method region | 59133.228 | 0.674 | 39855.7956 | HRZE | 3.5959e-06 | 0.14332 | Simple method | 0.12528
2021-01-01 | TIM_LV | Simple method region | 59133.228 | 0.674 | 39855.7956 | KIWI | 3.3013e-06 | 0.13158 | Simple method | 0.11501
2021-01-01 | TIM_LV | Simple method region | 59133.228 | 0.674 | 39855.7956 | KUPE | 0 | 0 | Simple method | 0
2021-01-01 | TIM_LV | Simple method region | 59133.228 | 0.674 | 39855.7956 | MARL | 0 | 0 | Simple method | 0
2021-01-01 | TIM_LV | Simple method region | 59133.228 | 0.674 | 39855.7956 | MELT | 5.5493e-06 | 0.22117 | Simple method | 0.19333
2021-01-01 | TIM_LV | Simple method region | 59133.228 | 0.674 | 39855.7956 | MELW | 2.1533e-07 | 0.008582 | Simple method | 0.0075016
2021-01-01 | TIM_LV | Simple method region | 59133.228 | 0.674 | 39855.7956 | MERI | 0.32299 | 12872.9824 | Simple method | 11252.406
2021-01-01 | TIM_LV | Simple method region | 59133.228 | 0.674 | 39855.7956 | METH | 0 | 0 | Simple method | 0
2021-01-01 | TIM_LV | Simple method region | 59133.228 | 0.674 | 39855.7956 | MPOW | 8.0065e-13 | 3.1911e-08 | Simple method | 2.7893e-08
2021-01-01 | TIM_LV | Simple method region | 59133.228 | 0.674 | 39855.7956 | MRPL | 0.0022492 | 89.6443 | Simple method | 78.359
2021-01-01 | TIM_LV | Simple method region | 59133.228 | 0.674 | 39855.7956 | MSVP | 0.00060779 | 24.224 | Simple method | 21.1745
2021-01-01 | TIM_LV | Simple method region | 59133.228 | 0.674 | 39855.7956 | NAPA | 0.00092684 | 36.9398 | Simple method | 32.2895
2021-01-01 | TIM_LV | Simple method region | 59133.228 | 0.674 | 39855.7956 | NELS | 0 | 0 | Simple method | 0
2021-01-01 | TIM_LV | Simple method region | 59133.228 | 0.674 | 39855.7956 | NPOW | 0 | 0 | Simple method | 0
2021-01-01 | TIM_LV | Simple method region | 59133.228 | 0.674 | 39855.7956 | NTRG | 0.0005663 | 22.5703 | Simple method | 19.7289
2021-01-01 | TIM_LV | Simple method region | 59133.228 | 0.674 | 39855.7956 | NZAS | 0 | 0 | Simple method | 0
2021-01-01 | TIM_LV | Simple method region | 59133.228 | 0.674 | 39855.7956 | NZST | 2.8632e-15 | 1.1411e-10 | Simple method | 9.9749e-11
2021-01-01 | TIM_LV | Simple method region | 59133.228 | 0.674 | 39855.7956 | OMVP | 0 | 0 | Simple method | 0
2021-01-01 | TIM_LV | Simple method region | 59133.228 | 0.674 | 39855.7956 | ORON | 5.5987e-09 | 0.00022314 | Simple method | 0.00019505
2021-01-01 | TIM_LV | Simple method region | 59133.228 | 0.674 | 39855.7956 | PANP | 0 | 0 | Simple method | 0
2021-01-01 | TIM_LV | Simple method region | 59133.228 | 0.674 | 39855.7956 | POCO | 5.4617e-06 | 0.21768 | Simple method | 0.19028
2021-01-01 | TIM_LV | Simple method region | 59133.228 | 0.674 | 39855.7956 | POWN | 0.00042825 | 17.0684 | Simple method | 14.9196
2021-01-01 | TIM_LV | Simple method region | 59133.228 | 0.674 | 39855.7956 | RAYN | 0 | 0 | Simple method | 0
2021-01-01 | TIM_LV | Simple method region | 59133.228 | 0.674 | 39855.7956 | SCAN | 0 | 0 | Simple method | 0
2021-01-01 | TIM_LV | Simple method region | 59133.228 | 0.674 | 39855.7956 | SCGL | 2.1465e-14 | 8.5552e-10 | Simple method | 7.4782e-10
2021-01-01 | TIM_LV | Simple method region | 59133.228 | 0.674 | 39855.7956 | SHPK | 0 | 0 | Simple method | 0
2021-01-01 | TIM_LV | Simple method region | 59133.228 | 0.674 | 39855.7956 | SKOG | 0.00011368 | 4.5307 | Simple method | 3.9603
2021-01-01 | TIM_LV | Simple method region | 59133.228 | 0.674 | 39855.7956 | SOLE | 0 | 0 | Simple method | 0
2021-01-01 | TIM_LV | Simple method region | 59133.228 | 0.674 | 39855.7956 | SOU2 | 1.2189e-05 | 0.48581 | Simple method | 0.42465
2021-01-01 | TIM_LV | Simple method region | 59133.228 | 0.674 | 39855.7956 | TARW | 0.0003462 | 13.7979 | Simple method | 12.0609
2021-01-01 | TIM_LV | Simple method region | 59133.228 | 0.674 | 39855.7956 | TASM | 7.4781e-06 | 0.29805 | Simple method | 0.26052
2021-01-01 | TIM_LV | Simple method region | 59133.228 | 0.674 | 39855.7956 | TBOP | 2.923e-06 | 0.1165 | Simple method | 0.10183
2021-01-01 | TIM_LV | Simple method region | 59133.228 | 0.674 | 39855.7956 | TOD3 | 1.535e-05 | 0.6118 | Simple method | 0.53478
2021-01-01 | TIM_LV | Simple method region | 59133.228 | 0.674 | 39855.7956 | TOPE | 0 | 0 | Simple method | 0
2021-01-01 | TIM_LV | Simple method region | 59133.228 | 0.674 | 39855.7956 | TRNZ | 2.4716e-07 | 0.0098507 | Simple method | 0.0086106
2021-01-01 | TIM_LV | Simple method region | 59133.228 | 0.674 | 39855.7956 | TRUG | 8.2335e-05 | 3.2815 | Simple method | 2.8684
2021-01-01 | TIM_LV | Simple method region | 59133.228 | 0.674 | 39855.7956 | UNET | 7.8858e-05 | 3.1429 | Simple method | 2.7473
2021-01-01 | TIM_LV | Simple method region | 59133.228 | 0.674 | 39855.7956 | UNIS | 0.00017993 | 7.1714 | Simple method | 6.2686
2021-01-01 | TIM_LV | Simple method region | 59133.228 | 0.674 | 39855.7956 | VECT | 0 | 0 | Simple method | 0
2021-01-01 | TIM_LV | Simple method region | 59133.228 | 0.674 | 39855.7956 | WAIP | 0 | 0 | Simple method | 0
2021-01-01 | TIM_LV | Simple method region | 59133.228 | 0.674 | 39855.7956 | WATA | 0.0010191 | 40.6179 | Simple method | 35.5045
2021-01-01 | TIM_LV | Simple method region | 59133.228 | 0.674 | 39855.7956 | WAV1 | 0.00035591 | 14.1853 | Simple method | 12.3995
2021-01-01 | TIM_LV | Simple method region | 59133.228 | 0.674 | 39855.7956 | WELE | 6.9976e-05 | 2.7889 | Simple method | 2.4378
2021-01-01 | TIM_LV | Simple method region | 59133.228 | 0.674 | 39855.7956 | WNST | 0 | 0 | Simple method | 0
2021-01-01 | TIM_LV | Simple method region | 59133.228 | 0.674 | 39855.7956 | WPOW | 6.1553e-08 | 0.0024532 | Simple method | 0.0021444
2021-01-01 | TIM_LV | Simple method region | 59133.228 | 0.674 | 39855.7956 | WTOM | 1.3451e-07 | 0.0053612 | Simple method | 0.0046862
2021-02-01 | TIM_LV | Simple method region | 136196.8872 | 0.1953 | 26599.2521 | ALPE | 0.50585 | 13455.2001 | Simple method | 11761.3285
2021-02-01 | TIM_LV | Simple method region | 136196.8872 | 0.1953 | 26599.2521 | BUEL | 3.3245e-10 | 8.8429e-06 | Simple method | 7.7297e-06
2021-02-01 | TIM_LV | Simple method region | 136196.8872 | 0.1953 | 26599.2521 | CHBP | 0 | 0 | Simple method | 0
2021-02-01 | TIM_LV | Simple method region | 136196.8872 | 0.1953 | 26599.2521 | COUP | 0 | 0 | Simple method | 0
2021-02-01 | TIM_LV | Simple method region | 136196.8872 | 0.1953 | 26599.2521 | CTCT | 0.028528 | 758.826 | Simple method | 663.2976
2021-02-01 | TIM_LV | Simple method region | 136196.8872 | 0.1953 | 26599.2521 | DUNE | 0.00047242 | 12.566 | Simple method | 10.9841
2021-02-01 | TIM_LV | Simple method region | 136196.8872 | 0.1953 | 26599.2521 | EASH | 4.0074e-05 | 1.0659 | Simple method | 0.93175
2021-02-01 | TIM_LV | Simple method region | 136196.8872 | 0.1953 | 26599.2521 | EAST | 0 | 0 | Simple method | 0
2021-02-01 | TIM_LV | Simple method region | 136196.8872 | 0.1953 | 26599.2521 | GENE | 0.13504 | 3591.9645 | Simple method | 3139.773
2021-02-01 | TIM_LV | Simple method region | 136196.8872 | 0.1953 | 26599.2521 | HORO | 6.5021e-07 | 0.017295 | Simple method | 0.015118
2021-02-01 | TIM_LV | Simple method region | 136196.8872 | 0.1953 | 26599.2521 | HRZE | 3.5959e-06 | 0.09565 | Simple method | 0.083608
2021-02-01 | TIM_LV | Simple method region | 136196.8872 | 0.1953 | 26599.2521 | KIWI | 3.3013e-06 | 0.087813 | Simple method | 0.076758
2021-02-01 | TIM_LV | Simple method region | 136196.8872 | 0.1953 | 26599.2521 | KUPE | 0 | 0 | Simple method | 0
2021-02-01 | TIM_LV | Simple method region | 136196.8872 | 0.1953 | 26599.2521 | MARL | 0 | 0 | Simple method | 0
2021-02-01 | TIM_LV | Simple method region | 136196.8872 | 0.1953 | 26599.2521 | MELT | 5.5493e-06 | 0.14761 | Simple method | 0.12903
2021-02-01 | TIM_LV | Simple method region | 136196.8872 | 0.1953 | 26599.2521 | MELW | 2.1533e-07 | 0.0057275 | Simple method | 0.0050065
2021-02-01 | TIM_LV | Simple method region | 136196.8872 | 0.1953 | 26599.2521 | MERI | 0.32299 | 8591.2651 | Simple method | 7509.7129
2021-02-01 | TIM_LV | Simple method region | 136196.8872 | 0.1953 | 26599.2521 | METH | 0 | 0 | Simple method | 0
2021-02-01 | TIM_LV | Simple method region | 136196.8872 | 0.1953 | 26599.2521 | MPOW | 8.0065e-13 | 2.1297e-08 | Simple method | 1.8616e-08
2021-02-01 | TIM_LV | Simple method region | 136196.8872 | 0.1953 | 26599.2521 | MRPL | 0.0022492 | 59.8274 | Simple method | 52.2958
2021-02-01 | TIM_LV | Simple method region | 136196.8872 | 0.1953 | 26599.2521 | MSVP | 0.00060779 | 16.1668 | Simple method | 14.1316
2021-02-01 | TIM_LV | Simple method region | 136196.8872 | 0.1953 | 26599.2521 | NAPA | 0.00092684 | 24.6532 | Simple method | 21.5496
2021-02-01 | TIM_LV | Simple method region | 136196.8872 | 0.1953 | 26599.2521 | NELS | 0 | 0 | Simple method | 0
2021-02-01 | TIM_LV | Simple method region | 136196.8872 | 0.1953 | 26599.2521 | NPOW | 0 | 0 | Simple method | 0
2021-02-01 | TIM_LV | Simple method region | 136196.8872 | 0.1953 | 26599.2521 | NTRG | 0.0005663 | 15.0631 | Simple method | 13.1668
2021-02-01 | TIM_LV | Simple method region | 136196.8872 | 0.1953 | 26599.2521 | NZAS | 0 | 0 | Simple method | 0
2021-02-01 | TIM_LV | Simple method region | 136196.8872 | 0.1953 | 26599.2521 | NZST | 2.8632e-15 | 7.6159e-11 | Simple method | 6.6571e-11
2021-02-01 | TIM_LV | Simple method region | 136196.8872 | 0.1953 | 26599.2521 | OMVP | 0 | 0 | Simple method | 0
2021-02-01 | TIM_LV | Simple method region | 136196.8872 | 0.1953 | 26599.2521 | ORON | 5.5987e-09 | 0.00014892 | Simple method | 0.00013017
2021-02-01 | TIM_LV | Simple method region | 136196.8872 | 0.1953 | 26599.2521 | PANP | 0 | 0 | Simple method | 0
2021-02-01 | TIM_LV | Simple method region | 136196.8872 | 0.1953 | 26599.2521 | POCO | 5.4617e-06 | 0.14528 | Simple method | 0.12699
2021-02-01 | TIM_LV | Simple method region | 136196.8872 | 0.1953 | 26599.2521 | POWN | 0.00042825 | 11.3912 | Simple method | 9.9572
2021-02-01 | TIM_LV | Simple method region | 136196.8872 | 0.1953 | 26599.2521 | RAYN | 0 | 0 | Simple method | 0
2021-02-01 | TIM_LV | Simple method region | 136196.8872 | 0.1953 | 26599.2521 | SCAN | 0 | 0 | Simple method | 0
2021-02-01 | TIM_LV | Simple method region | 136196.8872 | 0.1953 | 26599.2521 | SCGL | 2.1465e-14 | 5.7096e-10 | Simple method | 4.9908e-10
2021-02-01 | TIM_LV | Simple method region | 136196.8872 | 0.1953 | 26599.2521 | SHPK | 0 | 0 | Simple method | 0
2021-02-01 | TIM_LV | Simple method region | 136196.8872 | 0.1953 | 26599.2521 | SKOG | 0.00011368 | 3.0237 | Simple method | 2.6431
2021-02-01 | TIM_LV | Simple method region | 136196.8872 | 0.1953 | 26599.2521 | SOLE | 0 | 0 | Simple method | 0
2021-02-01 | TIM_LV | Simple method region | 136196.8872 | 0.1953 | 26599.2521 | SOU2 | 1.2189e-05 | 0.32422 | Simple method | 0.28341
2021-02-01 | TIM_LV | Simple method region | 136196.8872 | 0.1953 | 26599.2521 | TARW | 0.0003462 | 9.2085 | Simple method | 8.0493
2021-02-01 | TIM_LV | Simple method region | 136196.8872 | 0.1953 | 26599.2521 | TASM | 7.4781e-06 | 0.19891 | Simple method | 0.17387
2021-02-01 | TIM_LV | Simple method region | 136196.8872 | 0.1953 | 26599.2521 | TBOP | 2.923e-06 | 0.077751 | Simple method | 0.067963
2021-02-01 | TIM_LV | Simple method region | 136196.8872 | 0.1953 | 26599.2521 | TOD3 | 1.535e-05 | 0.40831 | Simple method | 0.3569
2021-02-01 | TIM_LV | Simple method region | 136196.8872 | 0.1953 | 26599.2521 | TOPE | 0 | 0 | Simple method | 0
2021-02-01 | TIM_LV | Simple method region | 136196.8872 | 0.1953 | 26599.2521 | TRNZ | 2.4716e-07 | 0.0065742 | Simple method | 0.0057466
2021-02-01 | TIM_LV | Simple method region | 136196.8872 | 0.1953 | 26599.2521 | TRUG | 8.2335e-05 | 2.1901 | Simple method | 1.9144
2021-02-01 | TIM_LV | Simple method region | 136196.8872 | 0.1953 | 26599.2521 | UNET | 7.8858e-05 | 2.0976 | Simple method | 1.8335
2021-02-01 | TIM_LV | Simple method region | 136196.8872 | 0.1953 | 26599.2521 | UNIS | 0.00017993 | 4.7861 | Simple method | 4.1836
2021-02-01 | TIM_LV | Simple method region | 136196.8872 | 0.1953 | 26599.2521 | VECT | 0 | 0 | Simple method | 0
2021-02-01 | TIM_LV | Simple method region | 136196.8872 | 0.1953 | 26599.2521 | WAIP | 0 | 0 | Simple method | 0
2021-02-01 | TIM_LV | Simple method region | 136196.8872 | 0.1953 | 26599.2521 | WATA | 0.0010191 | 27.1079 | Simple method | 23.6953
2021-02-01 | TIM_LV | Simple method region | 136196.8872 | 0.1953 | 26599.2521 | WAV1 | 0.00035591 | 9.4671 | Simple method | 8.2753
2021-02-01 | TIM_LV | Simple method region | 136196.8872 | 0.1953 | 26599.2521 | WELE | 6.9976e-05 | 1.8613 | Simple method | 1.627
2021-02-01 | TIM_LV | Simple method region | 136196.8872 | 0.1953 | 26599.2521 | WNST | 0 | 0 | Simple method | 0
2021-02-01 | TIM_LV | Simple method region | 136196.8872 | 0.1953 | 26599.2521 | WPOW | 6.1553e-08 | 0.0016373 | Simple method | 0.0014311
2021-02-01 | TIM_LV | Simple method region | 136196.8872 | 0.1953 | 26599.2521 | WTOM | 1.3451e-07 | 0.003578 | Simple method | 0.0031275
2021-03-01 | TIM_LV | Simple method region | 198778.3901 | 0.2048 | 40709.8143 | ALPE | 0.50585 | 20593.0113 | Simple method | 18000.5625
2021-03-01 | TIM_LV | Simple method region | 198778.3901 | 0.2048 | 40709.8143 | BUEL | 3.3245e-10 | 1.3534e-05 | Simple method | 1.183e-05
2021-03-01 | TIM_LV | Simple method region | 198778.3901 | 0.2048 | 40709.8143 | CHBP | 0 | 0 | Simple method | 0
2021-03-01 | TIM_LV | Simple method region | 198778.3901 | 0.2048 | 40709.8143 | COUP | 0 | 0 | Simple method | 0
2021-03-01 | TIM_LV | Simple method region | 198778.3901 | 0.2048 | 40709.8143 | CTCT | 0.028528 | 1161.3734 | Simple method | 1015.1684
2021-03-01 | TIM_LV | Simple method region | 198778.3901 | 0.2048 | 40709.8143 | DUNE | 0.00047242 | 19.2321 | Simple method | 16.811
2021-03-01 | TIM_LV | Simple method region | 198778.3901 | 0.2048 | 40709.8143 | EASH | 4.0074e-05 | 1.6314 | Simple method | 1.426
2021-03-01 | TIM_LV | Simple method region | 198778.3901 | 0.2048 | 40709.8143 | EAST | 0 | 0 | Simple method | 0
2021-03-01 | TIM_LV | Simple method region | 198778.3901 | 0.2048 | 40709.8143 | GENE | 0.13504 | 5497.4556 | Simple method | 4805.3823
2021-03-01 | TIM_LV | Simple method region | 198778.3901 | 0.2048 | 40709.8143 | HORO | 6.5021e-07 | 0.02647 | Simple method | 0.023138
2021-03-01 | TIM_LV | Simple method region | 198778.3901 | 0.2048 | 40709.8143 | HRZE | 3.5959e-06 | 0.14639 | Simple method | 0.12796
2021-03-01 | TIM_LV | Simple method region | 198778.3901 | 0.2048 | 40709.8143 | KIWI | 3.3013e-06 | 0.1344 | Simple method | 0.11748
2021-03-01 | TIM_LV | Simple method region | 198778.3901 | 0.2048 | 40709.8143 | KUPE | 0 | 0 | Simple method | 0
2021-03-01 | TIM_LV | Simple method region | 198778.3901 | 0.2048 | 40709.8143 | MARL | 0 | 0 | Simple method | 0
2021-03-01 | TIM_LV | Simple method region | 198778.3901 | 0.2048 | 40709.8143 | MELT | 5.5493e-06 | 0.22591 | Simple method | 0.19747
2021-03-01 | TIM_LV | Simple method region | 198778.3901 | 0.2048 | 40709.8143 | MELW | 2.1533e-07 | 0.0087659 | Simple method | 0.0076624
2021-03-01 | TIM_LV | Simple method region | 198778.3901 | 0.2048 | 40709.8143 | MERI | 0.32299 | 13148.821 | Simple method | 11493.5194
2021-03-01 | TIM_LV | Simple method region | 198778.3901 | 0.2048 | 40709.8143 | METH | 0 | 0 | Simple method | 0
2021-03-01 | TIM_LV | Simple method region | 198778.3901 | 0.2048 | 40709.8143 | MPOW | 8.0065e-13 | 3.2594e-08 | Simple method | 2.8491e-08
2021-03-01 | TIM_LV | Simple method region | 198778.3901 | 0.2048 | 40709.8143 | MRPL | 0.0022492 | 91.5651 | Simple method | 80.038
2021-03-01 | TIM_LV | Simple method region | 198778.3901 | 0.2048 | 40709.8143 | MSVP | 0.00060779 | 24.7431 | Simple method | 21.6282
2021-03-01 | TIM_LV | Simple method region | 198778.3901 | 0.2048 | 40709.8143 | NAPA | 0.00092684 | 37.7313 | Simple method | 32.9814
2021-03-01 | TIM_LV | Simple method region | 198778.3901 | 0.2048 | 40709.8143 | NELS | 0 | 0 | Simple method | 0
2021-03-01 | TIM_LV | Simple method region | 198778.3901 | 0.2048 | 40709.8143 | NPOW | 0 | 0 | Simple method | 0
2021-03-01 | TIM_LV | Simple method region | 198778.3901 | 0.2048 | 40709.8143 | NTRG | 0.0005663 | 23.0539 | Simple method | 20.1517
2021-03-01 | TIM_LV | Simple method region | 198778.3901 | 0.2048 | 40709.8143 | NZAS | 0 | 0 | Simple method | 0
2021-03-01 | TIM_LV | Simple method region | 198778.3901 | 0.2048 | 40709.8143 | NZST | 2.8632e-15 | 1.1656e-10 | Simple method | 1.0189e-10
2021-03-01 | TIM_LV | Simple method region | 198778.3901 | 0.2048 | 40709.8143 | OMVP | 0 | 0 | Simple method | 0
2021-03-01 | TIM_LV | Simple method region | 198778.3901 | 0.2048 | 40709.8143 | ORON | 5.5987e-09 | 0.00022792 | Simple method | 0.00019923
2021-03-01 | TIM_LV | Simple method region | 198778.3901 | 0.2048 | 40709.8143 | PANP | 0 | 0 | Simple method | 0
2021-03-01 | TIM_LV | Simple method region | 198778.3901 | 0.2048 | 40709.8143 | POCO | 5.4617e-06 | 0.22234 | Simple method | 0.19435
2021-03-01 | TIM_LV | Simple method region | 198778.3901 | 0.2048 | 40709.8143 | POWN | 0.00042825 | 17.4341 | Simple method | 15.2393
2021-03-01 | TIM_LV | Simple method region | 198778.3901 | 0.2048 | 40709.8143 | RAYN | 0 | 0 | Simple method | 0
2021-03-01 | TIM_LV | Simple method region | 198778.3901 | 0.2048 | 40709.8143 | SCAN | 0 | 0 | Simple method | 0
2021-03-01 | TIM_LV | Simple method region | 198778.3901 | 0.2048 | 40709.8143 | SCGL | 2.1465e-14 | 8.7385e-10 | Simple method | 7.6384e-10
2021-03-01 | TIM_LV | Simple method region | 198778.3901 | 0.2048 | 40709.8143 | SHPK | 0 | 0 | Simple method | 0
2021-03-01 | TIM_LV | Simple method region | 198778.3901 | 0.2048 | 40709.8143 | SKOG | 0.00011368 | 4.6278 | Simple method | 4.0452
2021-03-01 | TIM_LV | Simple method region | 198778.3901 | 0.2048 | 40709.8143 | SOLE | 0 | 0 | Simple method | 0
2021-03-01 | TIM_LV | Simple method region | 198778.3901 | 0.2048 | 40709.8143 | SOU2 | 1.2189e-05 | 0.49622 | Simple method | 0.43375
2021-03-01 | TIM_LV | Simple method region | 198778.3901 | 0.2048 | 40709.8143 | TARW | 0.0003462 | 14.0935 | Simple method | 12.3193
2021-03-01 | TIM_LV | Simple method region | 198778.3901 | 0.2048 | 40709.8143 | TASM | 7.4781e-06 | 0.30443 | Simple method | 0.26611
2021-03-01 | TIM_LV | Simple method region | 198778.3901 | 0.2048 | 40709.8143 | TBOP | 2.923e-06 | 0.119 | Simple method | 0.10402
2021-03-01 | TIM_LV | Simple method region | 198778.3901 | 0.2048 | 40709.8143 | TOD3 | 1.535e-05 | 0.62491 | Simple method | 0.54624
2021-03-01 | TIM_LV | Simple method region | 198778.3901 | 0.2048 | 40709.8143 | TOPE | 0 | 0 | Simple method | 0
2021-03-01 | TIM_LV | Simple method region | 198778.3901 | 0.2048 | 40709.8143 | TRNZ | 2.4716e-07 | 0.010062 | Simple method | 0.0087951
2021-03-01 | TIM_LV | Simple method region | 198778.3901 | 0.2048 | 40709.8143 | TRUG | 8.2335e-05 | 3.3519 | Simple method | 2.9299
2021-03-01 | TIM_LV | Simple method region | 198778.3901 | 0.2048 | 40709.8143 | UNET | 7.8858e-05 | 3.2103 | Simple method | 2.8061
2021-03-01 | TIM_LV | Simple method region | 198778.3901 | 0.2048 | 40709.8143 | UNIS | 0.00017993 | 7.3251 | Simple method | 6.4029
2021-03-01 | TIM_LV | Simple method region | 198778.3901 | 0.2048 | 40709.8143 | VECT | 0 | 0 | Simple method | 0
2021-03-01 | TIM_LV | Simple method region | 198778.3901 | 0.2048 | 40709.8143 | WAIP | 0 | 0 | Simple method | 0
2021-03-01 | TIM_LV | Simple method region | 198778.3901 | 0.2048 | 40709.8143 | WATA | 0.0010191 | 41.4882 | Simple method | 36.2653
2021-03-01 | TIM_LV | Simple method region | 198778.3901 | 0.2048 | 40709.8143 | WAV1 | 0.00035591 | 14.4892 | Simple method | 12.6652
2021-03-01 | TIM_LV | Simple method region | 198778.3901 | 0.2048 | 40709.8143 | WELE | 6.9976e-05 | 2.8487 | Simple method | 2.4901
2021-03-01 | TIM_LV | Simple method region | 198778.3901 | 0.2048 | 40709.8143 | WNST | 0 | 0 | Simple method | 0
2021-03-01 | TIM_LV | Simple method region | 198778.3901 | 0.2048 | 40709.8143 | WPOW | 6.1553e-08 | 0.0025058 | Simple method | 0.0021904
2021-03-01 | TIM_LV | Simple method region | 198778.3901 | 0.2048 | 40709.8143 | WTOM | 1.3451e-07 | 0.005476 | Simple method | 0.0047867
2020-04-01 | UNI_HV | Simple method region | 632962.2355 | 2.1412 | 1355298.7388 | ALPE | 2.5226e-09 | 0.0034189 | Simple method | 0.0029885
2020-04-01 | UNI_HV | Simple method region | 632962.2355 | 2.1412 | 1355298.7388 | BUEL | 1.265e-10 | 0.00017144 | Simple method | 0.00014986
2020-04-01 | UNI_HV | Simple method region | 632962.2355 | 2.1412 | 1355298.7388 | CHBP | 1.3115e-06 | 1.7775 | Simple method | 1.5537
2020-04-01 | UNI_HV | Simple method region | 632962.2355 | 2.1412 | 1355298.7388 | COUP | 0.0070923 | 9612.2409 | Simple method | 8402.1584
2020-04-01 | UNI_HV | Simple method region | 632962.2355 | 2.1412 | 1355298.7388 | CTCT | 0.12011 | 162781.8551 | Simple method | 142289.2898
2020-04-01 | UNI_HV | Simple method region | 632962.2355 | 2.1412 | 1355298.7388 | DUNE | 0.0001111 | 150.5726 | Simple method | 131.6171
2020-04-01 | UNI_HV | Simple method region | 632962.2355 | 2.1412 | 1355298.7388 | EASH | 2.2109e-09 | 0.0029964 | Simple method | 0.0026192
2020-04-01 | UNI_HV | Simple method region | 632962.2355 | 2.1412 | 1355298.7388 | EAST | 9.6938e-09 | 0.013138 | Simple method | 0.011484
2020-04-01 | UNI_HV | Simple method region | 632962.2355 | 2.1412 | 1355298.7388 | GENE | 0.14257 | 193226.9065 | Simple method | 168901.6215
2020-04-01 | UNI_HV | Simple method region | 632962.2355 | 2.1412 | 1355298.7388 | HORO | 6.6524e-06 | 9.016 | Simple method | 7.881
2020-04-01 | UNI_HV | Simple method region | 632962.2355 | 2.1412 | 1355298.7388 | HRZE | 5.1437e-05 | 69.7125 | Simple method | 60.9364
2020-04-01 | UNI_HV | Simple method region | 632962.2355 | 2.1412 | 1355298.7388 | KIWI | 2.9865e-05 | 40.4759 | Simple method | 35.3804
2020-04-01 | UNI_HV | Simple method region | 632962.2355 | 2.1412 | 1355298.7388 | KUPE | 6.8072e-07 | 0.92258 | Simple method | 0.80643
2020-04-01 | UNI_HV | Simple method region | 632962.2355 | 2.1412 | 1355298.7388 | MARL | 1.219e-09 | 0.0016521 | Simple method | 0.0014441
2020-04-01 | UNI_HV | Simple method region | 632962.2355 | 2.1412 | 1355298.7388 | MELT | 5.0203e-05 | 68.0399 | Simple method | 59.4744
2020-04-01 | UNI_HV | Simple method region | 632962.2355 | 2.1412 | 1355298.7388 | MELW | 6.5386e-07 | 0.88617 | Simple method | 0.77461
2020-04-01 | UNI_HV | Simple method region | 632962.2355 | 2.1412 | 1355298.7388 | MERI | 0.060415 | 81880.8872 | Simple method | 71572.9236
2020-04-01 | UNI_HV | Simple method region | 632962.2355 | 2.1412 | 1355298.7388 | METH | 5.508e-07 | 0.7465 | Simple method | 0.65252
2020-04-01 | UNI_HV | Simple method region | 632962.2355 | 2.1412 | 1355298.7388 | MPOW | 3.1516e-09 | 0.0042713 | Simple method | 0.0037336
2020-04-01 | UNI_HV | Simple method region | 632962.2355 | 2.1412 | 1355298.7388 | MRPL | 0.071969 | 97539.0979 | Simple method | 85259.9262
2020-04-01 | UNI_HV | Simple method region | 632962.2355 | 2.1412 | 1355298.7388 | MSVP | 0.01973 | 26739.8389 | Simple method | 23373.5676
2020-04-01 | UNI_HV | Simple method region | 632962.2355 | 2.1412 | 1355298.7388 | NAPA | 0.030087 | 40776.2012 | Simple method | 35642.8959
2020-04-01 | UNI_HV | Simple method region | 632962.2355 | 2.1412 | 1355298.7388 | NELS | 2.3164e-10 | 0.00031395 | Simple method | 0.00027442
2020-04-01 | UNI_HV | Simple method region | 632962.2355 | 2.1412 | 1355298.7388 | NPOW | 0.053525 | 72542.3362 | Simple method | 63410.0004
2020-04-01 | UNI_HV | Simple method region | 632962.2355 | 2.1412 | 1355298.7388 | NTRG | 0.018383 | 24914.34 | Simple method | 21777.8802
2020-04-01 | UNI_HV | Simple method region | 632962.2355 | 2.1412 | 1355298.7388 | NZAS | 8.18e-09 | 0.011086 | Simple method | 0.0096907
2020-04-01 | UNI_HV | Simple method region | 632962.2355 | 2.1412 | 1355298.7388 | NZST | 0.019582 | 26539.8204 | Simple method | 23198.7293
2020-04-01 | UNI_HV | Simple method region | 632962.2355 | 2.1412 | 1355298.7388 | OMVP | 8.8405e-07 | 1.1982 | Simple method | 1.0473
2020-04-01 | UNI_HV | Simple method region | 632962.2355 | 2.1412 | 1355298.7388 | ORON | 1.6224e-08 | 0.021989 | Simple method | 0.019221
2020-04-01 | UNI_HV | Simple method region | 632962.2355 | 2.1412 | 1355298.7388 | PANP | 2.5715e-08 | 0.034851 | Simple method | 0.030464
2020-04-01 | UNI_HV | Simple method region | 632962.2355 | 2.1412 | 1355298.7388 | POCO | 0.0017005 | 2304.6535 | Simple method | 2014.5213
2020-04-01 | UNI_HV | Simple method region | 632962.2355 | 2.1412 | 1355298.7388 | POWN | 0.00010046 | 136.1571 | Simple method | 119.0163
2020-04-01 | UNI_HV | Simple method region | 632962.2355 | 2.1412 | 1355298.7388 | RAYN | 9.846e-12 | 1.3344e-05 | Simple method | 1.1664e-05
2020-04-01 | UNI_HV | Simple method region | 632962.2355 | 2.1412 | 1355298.7388 | SCAN | 9.1876e-07 | 1.2452 | Simple method | 1.0884
2020-04-01 | UNI_HV | Simple method region | 632962.2355 | 2.1412 | 1355298.7388 | SCGL | 0.0017363 | 2353.2298 | Simple method | 2056.9823
2020-04-01 | UNI_HV | Simple method region | 632962.2355 | 2.1412 | 1355298.7388 | SHPK | 1.9043e-05 | 25.8094 | Simple method | 22.5603
2020-04-01 | UNI_HV | Simple method region | 632962.2355 | 2.1412 | 1355298.7388 | SKOG | 0.0016254 | 2202.9385 | Simple method | 1925.6111
2020-04-01 | UNI_HV | Simple method region | 632962.2355 | 2.1412 | 1355298.7388 | SOLE | 4.0627e-14 | 5.5061e-08 | Simple method | 4.813e-08
2020-04-01 | UNI_HV | Simple method region | 632962.2355 | 2.1412 | 1355298.7388 | SOU2 | 0.00017429 | 236.2084 | Simple method | 206.4722
2020-04-01 | UNI_HV | Simple method region | 632962.2355 | 2.1412 | 1355298.7388 | TARW | 0.011238 | 15230.8677 | Simple method | 13313.4577
2020-04-01 | UNI_HV | Simple method region | 632962.2355 | 2.1412 | 1355298.7388 | TASM | 2.7606e-09 | 0.0037415 | Simple method | 0.0032704
2020-04-01 | UNI_HV | Simple method region | 632962.2355 | 2.1412 | 1355298.7388 | TBOP | 2.6441e-05 | 35.8353 | Simple method | 31.324
2020-04-01 | UNI_HV | Simple method region | 632962.2355 | 2.1412 | 1355298.7388 | TOD3 | 0.00013887 | 188.2057 | Simple method | 164.5126
2020-04-01 | UNI_HV | Simple method region | 632962.2355 | 2.1412 | 1355298.7388 | TOPE | 0.0075127 | 10181.9674 | Simple method | 8900.1622
2020-04-01 | UNI_HV | Simple method region | 632962.2355 | 2.1412 | 1355298.7388 | TRNZ | 0.0013781 | 1867.6733 | Simple method | 1632.5524
2020-04-01 | UNI_HV | Simple method region | 632962.2355 | 2.1412 | 1355298.7388 | TRUG | 0.00052225 | 707.809 | Simple method | 618.7031
2020-04-01 | UNI_HV | Simple method region | 632962.2355 | 2.1412 | 1355298.7388 | UNET | 0.0025613 | 3471.3439 | Simple method | 3034.3373
2020-04-01 | UNI_HV | Simple method region | 632962.2355 | 2.1412 | 1355298.7388 | UNIS | 0.005841 | 7916.2364 | Simple method | 6919.6634
2020-04-01 | UNI_HV | Simple method region | 632962.2355 | 2.1412 | 1355298.7388 | VECT | 0.40679 | 551315.8441 | Simple method | 481910.8361
2020-04-01 | UNI_HV | Simple method region | 632962.2355 | 2.1412 | 1355298.7388 | WAIP | 0.00064025 | 867.7292 | Simple method | 758.491
2020-04-01 | UNI_HV | Simple method region | 632962.2355 | 2.1412 | 1355298.7388 | WATA | 1.1003e-09 | 0.0014913 | Simple method | 0.0013036
2020-04-01 | UNI_HV | Simple method region | 632962.2355 | 2.1412 | 1355298.7388 | WAV1 | 0.011554 | 15658.4642 | Simple method | 13687.2242
2020-04-01 | UNI_HV | Simple method region | 632962.2355 | 2.1412 | 1355298.7388 | WELE | 0.0024579 | 3331.1942 | Simple method | 2911.831
2020-04-01 | UNI_HV | Simple method region | 632962.2355 | 2.1412 | 1355298.7388 | WNST | 1.4889e-08 | 0.02018 | Simple method | 0.017639
2020-04-01 | UNI_HV | Simple method region | 632962.2355 | 2.1412 | 1355298.7388 | WPOW | 6.4153e-10 | 0.00086946 | Simple method | 0.00076
2020-04-01 | UNI_HV | Simple method region | 632962.2355 | 2.1412 | 1355298.7388 | WTOM | 0.00027177 | 368.3343 | Simple method | 321.9648
2020-05-01 | UNI_HV | Simple method region | 2454693.2153 | 0.3989 | 979177.1236 | ALPE | 2.5226e-09 | 0.0024701 | Simple method | 0.0021591
2020-05-01 | UNI_HV | Simple method region | 2454693.2153 | 0.3989 | 979177.1236 | BUEL | 1.265e-10 | 0.00012386 | Simple method | 0.00010827
2020-05-01 | UNI_HV | Simple method region | 2454693.2153 | 0.3989 | 979177.1236 | CHBP | 1.3115e-06 | 1.2842 | Simple method | 1.1225
2020-05-01 | UNI_HV | Simple method region | 2454693.2153 | 0.3989 | 979177.1236 | COUP | 0.0070923 | 6944.6581 | Simple method | 6070.3969
2020-05-01 | UNI_HV | Simple method region | 2454693.2153 | 0.3989 | 979177.1236 | CTCT | 0.12011 | 117606.7417 | Simple method | 102801.2596
2020-05-01 | UNI_HV | Simple method region | 2454693.2153 | 0.3989 | 979177.1236 | DUNE | 0.0001111 | 108.7858 | Simple method | 95.0908
2020-05-01 | UNI_HV | Simple method region | 2454693.2153 | 0.3989 | 979177.1236 | EASH | 2.2109e-09 | 0.0021649 | Simple method | 0.0018923
2020-05-01 | UNI_HV | Simple method region | 2454693.2153 | 0.3989 | 979177.1236 | EAST | 9.6938e-09 | 0.0094919 | Simple method | 0.008297
2020-05-01 | UNI_HV | Simple method region | 2454693.2153 | 0.3989 | 979177.1236 | GENE | 0.14257 | 139602.7024 | Simple method | 122028.1545
2020-05-01 | UNI_HV | Simple method region | 2454693.2153 | 0.3989 | 979177.1236 | HORO | 6.6524e-06 | 6.5139 | Simple method | 5.6938
2020-05-01 | UNI_HV | Simple method region | 2454693.2153 | 0.3989 | 979177.1236 | HRZE | 5.1437e-05 | 50.3659 | Simple method | 44.0254
2020-05-01 | UNI_HV | Simple method region | 2454693.2153 | 0.3989 | 979177.1236 | KIWI | 2.9865e-05 | 29.2431 | Simple method | 25.5617
2020-05-01 | UNI_HV | Simple method region | 2454693.2153 | 0.3989 | 979177.1236 | KUPE | 6.8072e-07 | 0.66654 | Simple method | 0.58263
2020-05-01 | UNI_HV | Simple method region | 2454693.2153 | 0.3989 | 979177.1236 | MARL | 1.219e-09 | 0.0011936 | Simple method | 0.0010434
2020-05-01 | UNI_HV | Simple method region | 2454693.2153 | 0.3989 | 979177.1236 | MELT | 5.0203e-05 | 49.1575 | Simple method | 42.9691
2020-05-01 | UNI_HV | Simple method region | 2454693.2153 | 0.3989 | 979177.1236 | MELW | 6.5386e-07 | 0.64024 | Simple method | 0.55964
2020-05-01 | UNI_HV | Simple method region | 2454693.2153 | 0.3989 | 979177.1236 | MERI | 0.060415 | 59157.3572 | Simple method | 51710.0529
2020-05-01 | UNI_HV | Simple method region | 2454693.2153 | 0.3989 | 979177.1236 | METH | 5.508e-07 | 0.53933 | Simple method | 0.47144
2020-05-01 | UNI_HV | Simple method region | 2454693.2153 | 0.3989 | 979177.1236 | MPOW | 3.1516e-09 | 0.0030859 | Simple method | 0.0026975
2020-05-01 | UNI_HV | Simple method region | 2454693.2153 | 0.3989 | 979177.1236 | MRPL | 0.071969 | 70470.1115 | Simple method | 61598.6476
2020-05-01 | UNI_HV | Simple method region | 2454693.2153 | 0.3989 | 979177.1236 | MSVP | 0.01973 | 19319.0164 | Simple method | 16886.9505
2020-05-01 | UNI_HV | Simple method region | 2454693.2153 | 0.3989 | 979177.1236 | NAPA | 0.030087 | 29460.0166 | Simple method | 25751.3028
2020-05-01 | UNI_HV | Simple method region | 2454693.2153 | 0.3989 | 979177.1236 | NELS | 2.3164e-10 | 0.00022682 | Simple method | 0.00019827
2020-05-01 | UNI_HV | Simple method region | 2454693.2153 | 0.3989 | 979177.1236 | NPOW | 0.053525 | 52410.4347 | Simple method | 45812.4988
2020-05-01 | UNI_HV | Simple method region | 2454693.2153 | 0.3989 | 979177.1236 | NTRG | 0.018383 | 18000.1287 | Simple method | 15734.0972
2020-05-01 | UNI_HV | Simple method region | 2454693.2153 | 0.3989 | 979177.1236 | NZAS | 8.18e-09 | 0.0080097 | Simple method | 0.0070014
2020-05-01 | UNI_HV | Simple method region | 2454693.2153 | 0.3989 | 979177.1236 | NZST | 0.019582 | 19174.5069 | Simple method | 16760.6332
2020-05-01 | UNI_HV | Simple method region | 2454693.2153 | 0.3989 | 979177.1236 | OMVP | 8.8405e-07 | 0.86564 | Simple method | 0.75667
2020-05-01 | UNI_HV | Simple method region | 2454693.2153 | 0.3989 | 979177.1236 | ORON | 1.6224e-08 | 0.015887 | Simple method | 0.013887
2020-05-01 | UNI_HV | Simple method region | 2454693.2153 | 0.3989 | 979177.1236 | PANP | 2.5715e-08 | 0.025179 | Simple method | 0.022009
2020-05-01 | UNI_HV | Simple method region | 2454693.2153 | 0.3989 | 979177.1236 | POCO | 0.0017005 | 1665.0676 | Simple method | 1455.4527
2020-05-01 | UNI_HV | Simple method region | 2454693.2153 | 0.3989 | 979177.1236 | POWN | 0.00010046 | 98.3709 | Simple method | 85.987
2020-05-01 | UNI_HV | Simple method region | 2454693.2153 | 0.3989 | 979177.1236 | RAYN | 9.846e-12 | 9.641e-06 | Simple method | 8.4273e-06
2020-05-01 | UNI_HV | Simple method region | 2454693.2153 | 0.3989 | 979177.1236 | SCAN | 9.1876e-07 | 0.89963 | Simple method | 0.78637
2020-05-01 | UNI_HV | Simple method region | 2454693.2153 | 0.3989 | 979177.1236 | SCGL | 0.0017363 | 1700.163 | Simple method | 1486.1299
2020-05-01 | UNI_HV | Simple method region | 2454693.2153 | 0.3989 | 979177.1236 | SHPK | 1.9043e-05 | 18.6468 | Simple method | 16.2994
2020-05-01 | UNI_HV | Simple method region | 2454693.2153 | 0.3989 | 979177.1236 | SKOG | 0.0016254 | 1591.5804 | Simple method | 1391.2168
2020-05-01 | UNI_HV | Simple method region | 2454693.2153 | 0.3989 | 979177.1236 | SOLE | 4.0627e-14 | 3.9781e-08 | Simple method | 3.4773e-08
2020-05-01 | UNI_HV | Simple method region | 2454693.2153 | 0.3989 | 979177.1236 | SOU2 | 0.00017429 | 170.656 | Simple method | 149.1721
2020-05-01 | UNI_HV | Simple method region | 2454693.2153 | 0.3989 | 979177.1236 | TARW | 0.011238 | 11004.0073 | Simple method | 9618.7157
2020-05-01 | UNI_HV | Simple method region | 2454693.2153 | 0.3989 | 979177.1236 | TASM | 2.7606e-09 | 0.0027031 | Simple method | 0.0023628
2020-05-01 | UNI_HV | Simple method region | 2454693.2153 | 0.3989 | 979177.1236 | TBOP | 2.6441e-05 | 25.8903 | Simple method | 22.631
2020-05-01 | UNI_HV | Simple method region | 2454693.2153 | 0.3989 | 979177.1236 | TOD3 | 0.00013887 | 135.975 | Simple method | 118.8571
2020-05-01 | UNI_HV | Simple method region | 2454693.2153 | 0.3989 | 979177.1236 | TOPE | 0.0075127 | 7356.2745 | Simple method | 6430.195
2020-05-01 | UNI_HV | Simple method region | 2454693.2153 | 0.3989 | 979177.1236 | TRNZ | 0.0013781 | 1349.3578 | Simple method | 1179.4875
2020-05-01 | UNI_HV | Simple method region | 2454693.2153 | 0.3989 | 979177.1236 | TRUG | 0.00052225 | 511.3783 | Simple method | 447.001
2020-05-01 | UNI_HV | Simple method region | 2454693.2153 | 0.3989 | 979177.1236 | UNET | 0.0025613 | 2507.9788 | Simple method | 2192.25
2020-05-01 | UNI_HV | Simple method region | 2454693.2153 | 0.3989 | 979177.1236 | UNIS | 0.005841 | 5719.3277 | Simple method | 4999.323
2020-05-01 | UNI_HV | Simple method region | 2454693.2153 | 0.3989 | 979177.1236 | VECT | 0.40679 | 398315.0334 | Simple method | 348171.2576
2020-05-01 | UNI_HV | Simple method region | 2454693.2153 | 0.3989 | 979177.1236 | WAIP | 0.00064025 | 626.9176 | Simple method | 547.9951
2020-05-01 | UNI_HV | Simple method region | 2454693.2153 | 0.3989 | 979177.1236 | WATA | 1.1003e-09 | 0.0010774 | Simple method | 0.0009418
2020-05-01 | UNI_HV | Simple method region | 2454693.2153 | 0.3989 | 979177.1236 | WAV1 | 0.011554 | 11312.9375 | Simple method | 9888.7548
2020-05-01 | UNI_HV | Simple method region | 2454693.2153 | 0.3989 | 979177.1236 | WELE | 0.0024579 | 2406.7234 | Simple method | 2103.7416
2020-05-01 | UNI_HV | Simple method region | 2454693.2153 | 0.3989 | 979177.1236 | WNST | 1.4889e-08 | 0.014579 | Simple method | 0.012744
2020-05-01 | UNI_HV | Simple method region | 2454693.2153 | 0.3989 | 979177.1236 | WPOW | 6.4153e-10 | 0.00062817 | Simple method | 0.00054909
2020-05-01 | UNI_HV | Simple method region | 2454693.2153 | 0.3989 | 979177.1236 | WTOM | 0.00027177 | 266.1144 | Simple method | 232.6133
2020-06-01 | UNI_HV | Simple method region | 3086178.4706 | 0.4449 | 1373040.8016 | ALPE | 2.5226e-09 | 0.0034636 | Simple method | 0.0030276
2020-06-01 | UNI_HV | Simple method region | 3086178.4706 | 0.4449 | 1373040.8016 | BUEL | 1.265e-10 | 0.00017369 | Simple method | 0.00015182
2020-06-01 | UNI_HV | Simple method region | 3086178.4706 | 0.4449 | 1373040.8016 | CHBP | 1.3115e-06 | 1.8007 | Simple method | 1.574
2020-06-01 | UNI_HV | Simple method region | 3086178.4706 | 0.4449 | 1373040.8016 | COUP | 0.0070923 | 9738.0737 | Simple method | 8512.1501
2020-06-01 | UNI_HV | Simple method region | 3086178.4706 | 0.4449 | 1373040.8016 | CTCT | 0.12011 | 164912.814 | Simple method | 144151.9828
2020-06-01 | UNI_HV | Simple method region | 3086178.4706 | 0.4449 | 1373040.8016 | DUNE | 0.0001111 | 152.5437 | Simple method | 133.34
2020-06-01 | UNI_HV | Simple method region | 3086178.4706 | 0.4449 | 1373040.8016 | EASH | 2.2109e-09 | 0.0030357 | Simple method | 0.0026535
2020-06-01 | UNI_HV | Simple method region | 3086178.4706 | 0.4449 | 1373040.8016 | EAST | 9.6938e-09 | 0.01331 | Simple method | 0.011634
2020-06-01 | UNI_HV | Simple method region | 3086178.4706 | 0.4449 | 1373040.8016 | GENE | 0.14257 | 195756.4181 | Simple method | 171112.6936
2020-06-01 | UNI_HV | Simple method region | 3086178.4706 | 0.4449 | 1373040.8016 | HORO | 6.6524e-06 | 9.134 | Simple method | 7.9841
2020-06-01 | UNI_HV | Simple method region | 3086178.4706 | 0.4449 | 1373040.8016 | HRZE | 5.1437e-05 | 70.6251 | Simple method | 61.7341
2020-06-01 | UNI_HV | Simple method region | 3086178.4706 | 0.4449 | 1373040.8016 | KIWI | 2.9865e-05 | 41.0058 | Simple method | 35.8436
2020-06-01 | UNI_HV | Simple method region | 3086178.4706 | 0.4449 | 1373040.8016 | KUPE | 6.8072e-07 | 0.93465 | Simple method | 0.81699
2020-06-01 | UNI_HV | Simple method region | 3086178.4706 | 0.4449 | 1373040.8016 | MARL | 1.219e-09 | 0.0016737 | Simple method | 0.001463
2020-06-01 | UNI_HV | Simple method region | 3086178.4706 | 0.4449 | 1373040.8016 | MELT | 5.0203e-05 | 68.9306 | Simple method | 60.2529
2020-06-01 | UNI_HV | Simple method region | 3086178.4706 | 0.4449 | 1373040.8016 | MELW | 6.5386e-07 | 0.89777 | Simple method | 0.78475
2020-06-01 | UNI_HV | Simple method region | 3086178.4706 | 0.4449 | 1373040.8016 | MERI | 0.060415 | 82952.7807 | Simple method | 72509.8767
2020-06-01 | UNI_HV | Simple method region | 3086178.4706 | 0.4449 | 1373040.8016 | METH | 5.508e-07 | 0.75627 | Simple method | 0.66107
2020-06-01 | UNI_HV | Simple method region | 3086178.4706 | 0.4449 | 1373040.8016 | MPOW | 3.1516e-09 | 0.0043272 | Simple method | 0.0037825
2020-06-01 | UNI_HV | Simple method region | 3086178.4706 | 0.4449 | 1373040.8016 | MRPL | 0.071969 | 98815.9712 | Simple method | 86376.0543
2020-06-01 | UNI_HV | Simple method region | 3086178.4706 | 0.4449 | 1373040.8016 | MSVP | 0.01973 | 27089.8872 | Simple method | 23679.5483
2020-06-01 | UNI_HV | Simple method region | 3086178.4706 | 0.4449 | 1373040.8016 | NAPA | 0.030087 | 41309.9978 | Simple method | 36109.493
2020-06-01 | UNI_HV | Simple method region | 3086178.4706 | 0.4449 | 1373040.8016 | NELS | 2.3164e-10 | 0.00031806 | Simple method | 0.00027802
2020-06-01 | UNI_HV | Simple method region | 3086178.4706 | 0.4449 | 1373040.8016 | NPOW | 0.053525 | 73491.9797 | Simple method | 64240.0935
2020-06-01 | UNI_HV | Simple method region | 3086178.4706 | 0.4449 | 1373040.8016 | NTRG | 0.018383 | 25240.4908 | Simple method | 22062.972
2020-06-01 | UNI_HV | Simple method region | 3086178.4706 | 0.4449 | 1373040.8016 | NZAS | 8.18e-09 | 0.011232 | Simple method | 0.0098176
2020-06-01 | UNI_HV | Simple method region | 3086178.4706 | 0.4449 | 1373040.8016 | NZST | 0.019582 | 26887.2502 | Simple method | 23502.4212
2020-06-01 | UNI_HV | Simple method region | 3086178.4706 | 0.4449 | 1373040.8016 | OMVP | 8.8405e-07 | 1.2138 | Simple method | 1.061
2020-06-01 | UNI_HV | Simple method region | 3086178.4706 | 0.4449 | 1373040.8016 | ORON | 1.6224e-08 | 0.022277 | Simple method | 0.019472
2020-06-01 | UNI_HV | Simple method region | 3086178.4706 | 0.4449 | 1373040.8016 | PANP | 2.5715e-08 | 0.035307 | Simple method | 0.030862
2020-06-01 | UNI_HV | Simple method region | 3086178.4706 | 0.4449 | 1373040.8016 | POCO | 0.0017005 | 2334.8235 | Simple method | 2040.8932
2020-06-01 | UNI_HV | Simple method region | 3086178.4706 | 0.4449 | 1373040.8016 | POWN | 0.00010046 | 137.9395 | Simple method | 120.5744
2020-06-01 | UNI_HV | Simple method region | 3086178.4706 | 0.4449 | 1373040.8016 | RAYN | 9.846e-12 | 1.3519e-05 | Simple method | 1.1817e-05
2020-06-01 | UNI_HV | Simple method region | 3086178.4706 | 0.4449 | 1373040.8016 | SCAN | 9.1876e-07 | 1.2615 | Simple method | 1.1027
2020-06-01 | UNI_HV | Simple method region | 3086178.4706 | 0.4449 | 1373040.8016 | SCGL | 0.0017363 | 2384.0357 | Simple method | 2083.91
2020-06-01 | UNI_HV | Simple method region | 3086178.4706 | 0.4449 | 1373040.8016 | SHPK | 1.9043e-05 | 26.1473 | Simple method | 22.8556
2020-06-01 | UNI_HV | Simple method region | 3086178.4706 | 0.4449 | 1373040.8016 | SKOG | 0.0016254 | 2231.7769 | Simple method | 1950.8191
2020-06-01 | UNI_HV | Simple method region | 3086178.4706 | 0.4449 | 1373040.8016 | SOLE | 4.0627e-14 | 5.5782e-08 | Simple method | 4.876e-08
2020-06-01 | UNI_HV | Simple method region | 3086178.4706 | 0.4449 | 1373040.8016 | SOU2 | 0.00017429 | 239.3005 | Simple method | 209.1751
2020-06-01 | UNI_HV | Simple method region | 3086178.4706 | 0.4449 | 1373040.8016 | TARW | 0.011238 | 15430.2533 | Simple method | 13487.7427
2020-06-01 | UNI_HV | Simple method region | 3086178.4706 | 0.4449 | 1373040.8016 | TASM | 2.7606e-09 | 0.0037904 | Simple method | 0.0033133
2020-06-01 | UNI_HV | Simple method region | 3086178.4706 | 0.4449 | 1373040.8016 | TBOP | 2.6441e-05 | 36.3044 | Simple method | 31.734
2020-06-01 | UNI_HV | Simple method region | 3086178.4706 | 0.4449 | 1373040.8016 | TOD3 | 0.00013887 | 190.6695 | Simple method | 166.6662
2020-06-01 | UNI_HV | Simple method region | 3086178.4706 | 0.4449 | 1373040.8016 | TOPE | 0.0075127 | 10315.2584 | Simple method | 9016.6732
2020-06-01 | UNI_HV | Simple method region | 3086178.4706 | 0.4449 | 1373040.8016 | TRNZ | 0.0013781 | 1892.1228 | Simple method | 1653.9239
2020-06-01 | UNI_HV | Simple method region | 3086178.4706 | 0.4449 | 1373040.8016 | TRUG | 0.00052225 | 717.0748 | Simple method | 626.8025
2020-06-01 | UNI_HV | Simple method region | 3086178.4706 | 0.4449 | 1373040.8016 | UNET | 0.0025613 | 3516.7869 | Simple method | 3074.0595
2020-06-01 | UNI_HV | Simple method region | 3086178.4706 | 0.4449 | 1373040.8016 | UNIS | 0.005841 | 8019.8669 | Simple method | 7010.248
2020-06-01 | UNI_HV | Simple method region | 3086178.4706 | 0.4449 | 1373040.8016 | VECT | 0.40679 | 558533.0576 | Simple method | 488219.4765
2020-06-01 | UNI_HV | Simple method region | 3086178.4706 | 0.4449 | 1373040.8016 | WAIP | 0.00064025 | 879.0886 | Simple method | 768.4203
2020-06-01 | UNI_HV | Simple method region | 3086178.4706 | 0.4449 | 1373040.8016 | WATA | 1.1003e-09 | 0.0015108 | Simple method | 0.0013206
2020-06-01 | UNI_HV | Simple method region | 3086178.4706 | 0.4449 | 1373040.8016 | WAV1 | 0.011554 | 15863.4474 | Simple method | 13866.4021
2020-06-01 | UNI_HV | Simple method region | 3086178.4706 | 0.4449 | 1373040.8016 | WELE | 0.0024579 | 3374.8025 | Simple method | 2949.9495
2020-06-01 | UNI_HV | Simple method region | 3086178.4706 | 0.4449 | 1373040.8016 | WNST | 1.4889e-08 | 0.020444 | Simple method | 0.01787
2020-06-01 | UNI_HV | Simple method region | 3086178.4706 | 0.4449 | 1373040.8016 | WPOW | 6.4153e-10 | 0.00088084 | Simple method | 0.00076995
2020-06-01 | UNI_HV | Simple method region | 3086178.4706 | 0.4449 | 1373040.8016 | WTOM | 0.00027177 | 373.1561 | Simple method | 326.1796
2020-07-01 | UNI_HV | Simple method region | 3624852.8083 | 0.5722 | 2074140.7769 | ALPE | 2.5226e-09 | 0.0052322 | Simple method | 0.0045736
2020-07-01 | UNI_HV | Simple method region | 3624852.8083 | 0.5722 | 2074140.7769 | BUEL | 1.265e-10 | 0.00026237 | Simple method | 0.00022934
2020-07-01 | UNI_HV | Simple method region | 3624852.8083 | 0.5722 | 2074140.7769 | CHBP | 1.3115e-06 | 2.7202 | Simple method | 2.3778
2020-07-01 | UNI_HV | Simple method region | 3624852.8083 | 0.5722 | 2074140.7769 | COUP | 0.0070923 | 14710.5138 | Simple method | 12858.6111
2020-07-01 | UNI_HV | Simple method region | 3624852.8083 | 0.5722 | 2074140.7769 | CTCT | 0.12011 | 249120.3406 | Simple method | 217758.6458
2020-07-01 | UNI_HV | Simple method region | 3624852.8083 | 0.5722 | 2074140.7769 | DUNE | 0.0001111 | 230.4354 | Simple method | 201.4259
2020-07-01 | UNI_HV | Simple method region | 3624852.8083 | 0.5722 | 2074140.7769 | EASH | 2.2109e-09 | 0.0045857 | Simple method | 0.0040084
2020-07-01 | UNI_HV | Simple method region | 3624852.8083 | 0.5722 | 2074140.7769 | EAST | 9.6938e-09 | 0.020106 | Simple method | 0.017575
2020-07-01 | UNI_HV | Simple method region | 3624852.8083 | 0.5722 | 2074140.7769 | GENE | 0.14257 | 295713.2582 | Simple method | 258485.9932
2020-07-01 | UNI_HV | Simple method region | 3624852.8083 | 0.5722 | 2074140.7769 | HORO | 6.6524e-06 | 13.798 | Simple method | 12.061
2020-07-01 | UNI_HV | Simple method region | 3624852.8083 | 0.5722 | 2074140.7769 | HRZE | 5.1437e-05 | 106.6875 | Simple method | 93.2567
2020-07-01 | UNI_HV | Simple method region | 3624852.8083 | 0.5722 | 2074140.7769 | KIWI | 2.9865e-05 | 61.9441 | Simple method | 54.146
2020-07-01 | UNI_HV | Simple method region | 3624852.8083 | 0.5722 | 2074140.7769 | KUPE | 6.8072e-07 | 1.4119 | Simple method | 1.2342
2020-07-01 | UNI_HV | Simple method region | 3624852.8083 | 0.5722 | 2074140.7769 | MARL | 1.219e-09 | 0.0025284 | Simple method | 0.0022101
2020-07-01 | UNI_HV | Simple method region | 3624852.8083 | 0.5722 | 2074140.7769 | MELT | 5.0203e-05 | 104.1278 | Simple method | 91.0192
2020-07-01 | UNI_HV | Simple method region | 3624852.8083 | 0.5722 | 2074140.7769 | MELW | 6.5386e-07 | 1.3562 | Simple method | 1.1855
2020-07-01 | UNI_HV | Simple method region | 3624852.8083 | 0.5722 | 2074140.7769 | MERI | 0.060415 | 125310.0015 | Simple method | 109534.758
2020-07-01 | UNI_HV | Simple method region | 3624852.8083 | 0.5722 | 2074140.7769 | METH | 5.508e-07 | 1.1424 | Simple method | 0.99862
2020-07-01 | UNI_HV | Simple method region | 3624852.8083 | 0.5722 | 2074140.7769 | MPOW | 3.1516e-09 | 0.0065368 | Simple method | 0.0057139
2020-07-01 | UNI_HV | Simple method region | 3624852.8083 | 0.5722 | 2074140.7769 | MRPL | 0.071969 | 149273.2299 | Simple method | 130481.2619
2020-07-01 | UNI_HV | Simple method region | 3624852.8083 | 0.5722 | 2074140.7769 | MSVP | 0.01973 | 40922.4835 | Simple method | 35770.7627
2020-07-01 | UNI_HV | Simple method region | 3624852.8083 | 0.5722 | 2074140.7769 | NAPA | 0.030087 | 62403.6452 | Simple method | 54547.6666
2020-07-01 | UNI_HV | Simple method region | 3624852.8083 | 0.5722 | 2074140.7769 | NELS | 2.3164e-10 | 0.00048046 | Simple method | 0.00041998
2020-07-01 | UNI_HV | Simple method region | 3624852.8083 | 0.5722 | 2074140.7769 | NPOW | 0.053525 | 111018.341 | Simple method | 97042.271
2020-07-01 | UNI_HV | Simple method region | 3624852.8083 | 0.5722 | 2074140.7769 | NTRG | 0.018383 | 38128.7512 | Simple method | 33328.7327
2020-07-01 | UNI_HV | Simple method region | 3624852.8083 | 0.5722 | 2074140.7769 | NZAS | 8.18e-09 | 0.016967 | Simple method | 0.014831
2020-07-01 | UNI_HV | Simple method region | 3624852.8083 | 0.5722 | 2074140.7769 | NZST | 0.019582 | 40616.3764 | Simple method | 35503.1913
2020-07-01 | UNI_HV | Simple method region | 3624852.8083 | 0.5722 | 2074140.7769 | OMVP | 8.8405e-07 | 1.8336 | Simple method | 1.6028
2020-07-01 | UNI_HV | Simple method region | 3624852.8083 | 0.5722 | 2074140.7769 | ORON | 1.6224e-08 | 0.033652 | Simple method | 0.029415
2020-07-01 | UNI_HV | Simple method region | 3624852.8083 | 0.5722 | 2074140.7769 | PANP | 2.5715e-08 | 0.053336 | Simple method | 0.046621
2020-07-01 | UNI_HV | Simple method region | 3624852.8083 | 0.5722 | 2074140.7769 | POCO | 0.0017005 | 3527.0275 | Simple method | 3083.0109
2020-07-01 | UNI_HV | Simple method region | 3624852.8083 | 0.5722 | 2074140.7769 | POWN | 0.00010046 | 208.374 | Simple method | 182.1419
2020-07-01 | UNI_HV | Simple method region | 3624852.8083 | 0.5722 | 2074140.7769 | RAYN | 9.846e-12 | 2.0422e-05 | Simple method | 1.7851e-05
2020-07-01 | UNI_HV | Simple method region | 3624852.8083 | 0.5722 | 2074140.7769 | SCAN | 9.1876e-07 | 1.9056 | Simple method | 1.6657
2020-07-01 | UNI_HV | Simple method region | 3624852.8083 | 0.5722 | 2074140.7769 | SCGL | 0.0017363 | 3601.3683 | Simple method | 3147.993
2020-07-01 | UNI_HV | Simple method region | 3624852.8083 | 0.5722 | 2074140.7769 | SHPK | 1.9043e-05 | 39.4986 | Simple method | 34.5261
2020-07-01 | UNI_HV | Simple method region | 3624852.8083 | 0.5722 | 2074140.7769 | SKOG | 0.0016254 | 3371.3633 | Simple method | 2946.9433
2020-07-01 | UNI_HV | Simple method region | 3624852.8083 | 0.5722 | 2074140.7769 | SOLE | 4.0627e-14 | 8.4266e-08 | Simple method | 7.3657e-08
2020-07-01 | UNI_HV | Simple method region | 3624852.8083 | 0.5722 | 2074140.7769 | SOU2 | 0.00017429 | 361.4918 | Simple method | 315.9837
2020-07-01 | UNI_HV | Simple method region | 3624852.8083 | 0.5722 | 2074140.7769 | TARW | 0.011238 | 23309.2254 | Simple method | 20374.8331
2020-07-01 | UNI_HV | Simple method region | 3624852.8083 | 0.5722 | 2074140.7769 | TASM | 2.7606e-09 | 0.0057259 | Simple method | 0.0050051
2020-07-01 | UNI_HV | Simple method region | 3624852.8083 | 0.5722 | 2074140.7769 | TBOP | 2.6441e-05 | 54.8421 | Simple method | 47.938
2020-07-01 | UNI_HV | Simple method region | 3624852.8083 | 0.5722 | 2074140.7769 | TOD3 | 0.00013887 | 288.0289 | Simple method | 251.769
2020-07-01 | UNI_HV | Simple method region | 3624852.8083 | 0.5722 | 2074140.7769 | TOPE | 0.0075127 | 15582.4197 | Simple method | 13620.7529
2020-07-01 | UNI_HV | Simple method region | 3624852.8083 | 0.5722 | 2074140.7769 | TRNZ | 0.0013781 | 2858.2756 | Simple method | 2498.448
2020-07-01 | UNI_HV | Simple method region | 3624852.8083 | 0.5722 | 2074140.7769 | TRUG | 0.00052225 | 1083.2265 | Simple method | 946.8594
2020-07-01 | UNI_HV | Simple method region | 3624852.8083 | 0.5722 | 2074140.7769 | UNET | 0.0025613 | 5312.5232 | Simple method | 4643.731
2020-07-01 | UNI_HV | Simple method region | 3624852.8083 | 0.5722 | 2074140.7769 | UNIS | 0.005841 | 12114.959 | Simple method | 10589.81
2020-07-01 | UNI_HV | Simple method region | 3624852.8083 | 0.5722 | 2074140.7769 | VECT | 0.40679 | 843730.3456 | Simple method | 737513.3522
2020-07-01 | UNI_HV | Simple method region | 3624852.8083 | 0.5722 | 2074140.7769 | WAIP | 0.00064025 | 1327.9674 | Simple method | 1160.7899
2020-07-01 | UNI_HV | Simple method region | 3624852.8083 | 0.5722 | 2074140.7769 | WATA | 1.1003e-09 | 0.0022823 | Simple method | 0.001995
2020-07-01 | UNI_HV | Simple method region | 3624852.8083 | 0.5722 | 2074140.7769 | WAV1 | 0.011554 | 23963.6164 | Simple method | 20946.843
2020-07-01 | UNI_HV | Simple method region | 3624852.8083 | 0.5722 | 2074140.7769 | WELE | 0.0024579 | 5098.0389 | Simple method | 4456.2481
2020-07-01 | UNI_HV | Simple method region | 3624852.8083 | 0.5722 | 2074140.7769 | WNST | 1.4889e-08 | 0.030883 | Simple method | 0.026995
2020-07-01 | UNI_HV | Simple method region | 3624852.8083 | 0.5722 | 2074140.7769 | WPOW | 6.4153e-10 | 0.0013306 | Simple method | 0.0011631
2020-07-01 | UNI_HV | Simple method region | 3624852.8083 | 0.5722 | 2074140.7769 | WTOM | 0.00027177 | 563.6966 | Simple method | 492.7329
2020-08-01 | UNI_HV | Simple method region | 2473838.468 | 0.9035 | 2235113.0559 | ALPE | 2.5226e-09 | 0.0056383 | Simple method | 0.0049285
2020-08-01 | UNI_HV | Simple method region | 2473838.468 | 0.9035 | 2235113.0559 | BUEL | 1.265e-10 | 0.00028273 | Simple method | 0.00024714
2020-08-01 | UNI_HV | Simple method region | 2473838.468 | 0.9035 | 2235113.0559 | CHBP | 1.3115e-06 | 2.9313 | Simple method | 2.5623
2020-08-01 | UNI_HV | Simple method region | 2473838.468 | 0.9035 | 2235113.0559 | COUP | 0.0070923 | 15852.1841 | Simple method | 13856.5568
2020-08-01 | UNI_HV | Simple method region | 2473838.468 | 0.9035 | 2235113.0559 | CTCT | 0.12011 | 268454.3556 | Simple method | 234658.7067
2020-08-01 | UNI_HV | Simple method region | 2473838.468 | 0.9035 | 2235113.0559 | DUNE | 0.0001111 | 248.3193 | Simple method | 217.0584
2020-08-01 | UNI_HV | Simple method region | 2473838.468 | 0.9035 | 2235113.0559 | EASH | 2.2109e-09 | 0.0049416 | Simple method | 0.0043195
2020-08-01 | UNI_HV | Simple method region | 2473838.468 | 0.9035 | 2235113.0559 | EAST | 9.6938e-09 | 0.021667 | Simple method | 0.018939
2020-08-01 | UNI_HV | Simple method region | 2473838.468 | 0.9035 | 2235113.0559 | GENE | 0.14257 | 318663.3095 | Simple method | 278546.8684
2020-08-01 | UNI_HV | Simple method region | 2473838.468 | 0.9035 | 2235113.0559 | HORO | 6.6524e-06 | 14.8688 | Simple method | 12.997
2020-08-01 | UNI_HV | Simple method region | 2473838.468 | 0.9035 | 2235113.0559 | HRZE | 5.1437e-05 | 114.9674 | Simple method | 100.4942
2020-08-01 | UNI_HV | Simple method region | 2473838.468 | 0.9035 | 2235113.0559 | KIWI | 2.9865e-05 | 66.7516 | Simple method | 58.3482
2020-08-01 | UNI_HV | Simple method region | 2473838.468 | 0.9035 | 2235113.0559 | KUPE | 6.8072e-07 | 1.5215 | Simple method | 1.3299
2020-08-01 | UNI_HV | Simple method region | 2473838.468 | 0.9035 | 2235113.0559 | MARL | 1.219e-09 | 0.0027246 | Simple method | 0.0023816
2020-08-01 | UNI_HV | Simple method region | 2473838.468 | 0.9035 | 2235113.0559 | MELT | 5.0203e-05 | 112.2091 | Simple method | 98.0831
2020-08-01 | UNI_HV | Simple method region | 2473838.468 | 0.9035 | 2235113.0559 | MELW | 6.5386e-07 | 1.4614 | Simple method | 1.2775
2020-08-01 | UNI_HV | Simple method region | 2473838.468 | 0.9035 | 2235113.0559 | MERI | 0.060415 | 135035.2028 | Simple method | 118035.6563
2020-08-01 | UNI_HV | Simple method region | 2473838.468 | 0.9035 | 2235113.0559 | METH | 5.508e-07 | 1.2311 | Simple method | 1.0761
2020-08-01 | UNI_HV | Simple method region | 2473838.468 | 0.9035 | 2235113.0559 | MPOW | 3.1516e-09 | 0.0070441 | Simple method | 0.0061573
2020-08-01 | UNI_HV | Simple method region | 2473838.468 | 0.9035 | 2235113.0559 | MRPL | 0.071969 | 160858.1967 | Simple method | 140607.8002
2020-08-01 | UNI_HV | Simple method region | 2473838.468 | 0.9035 | 2235113.0559 | MSVP | 0.01973 | 44098.4422 | Simple method | 38546.9008
2020-08-01 | UNI_HV | Simple method region | 2473838.468 | 0.9035 | 2235113.0559 | NAPA | 0.030087 | 67246.7383 | Simple method | 58781.064
2020-08-01 | UNI_HV | Simple method region | 2473838.468 | 0.9035 | 2235113.0559 | NELS | 2.3164e-10 | 0.00051775 | Simple method | 0.00045257
2020-08-01 | UNI_HV | Simple method region | 2473838.468 | 0.9035 | 2235113.0559 | NPOW | 0.053525 | 119634.3788 | Simple method | 104573.638
2020-08-01 | UNI_HV | Simple method region | 2473838.468 | 0.9035 | 2235113.0559 | NTRG | 0.018383 | 41087.8908 | Simple method | 35915.3469
2020-08-01 | UNI_HV | Simple method region | 2473838.468 | 0.9035 | 2235113.0559 | NZAS | 8.18e-09 | 0.018283 | Simple method | 0.015982
2020-08-01 | UNI_HV | Simple method region | 2473838.468 | 0.9035 | 2235113.0559 | NZST | 0.019582 | 43768.5783 | Simple method | 38258.5634
2020-08-01 | UNI_HV | Simple method region | 2473838.468 | 0.9035 | 2235113.0559 | OMVP | 8.8405e-07 | 1.976 | Simple method | 1.7272
2020-08-01 | UNI_HV | Simple method region | 2473838.468 | 0.9035 | 2235113.0559 | ORON | 1.6224e-08 | 0.036264 | Simple method | 0.031698
2020-08-01 | UNI_HV | Simple method region | 2473838.468 | 0.9035 | 2235113.0559 | PANP | 2.5715e-08 | 0.057475 | Simple method | 0.050239
2020-08-01 | UNI_HV | Simple method region | 2473838.468 | 0.9035 | 2235113.0559 | POCO | 0.0017005 | 3800.757 | Simple method | 3322.2807
2020-08-01 | UNI_HV | Simple method region | 2473838.468 | 0.9035 | 2235113.0559 | POWN | 0.00010046 | 224.5458 | Simple method | 196.2777
2020-08-01 | UNI_HV | Simple method region | 2473838.468 | 0.9035 | 2235113.0559 | RAYN | 9.846e-12 | 2.2007e-05 | Simple method | 1.9236e-05
2020-08-01 | UNI_HV | Simple method region | 2473838.468 | 0.9035 | 2235113.0559 | SCAN | 9.1876e-07 | 2.0535 | Simple method | 1.795
2020-08-01 | UNI_HV | Simple method region | 2473838.468 | 0.9035 | 2235113.0559 | SCGL | 0.0017363 | 3880.8674 | Simple method | 3392.306
2020-08-01 | UNI_HV | Simple method region | 2473838.468 | 0.9035 | 2235113.0559 | SHPK | 1.9043e-05 | 42.5641 | Simple method | 37.2057
2020-08-01 | UNI_HV | Simple method region | 2473838.468 | 0.9035 | 2235113.0559 | SKOG | 0.0016254 | 3633.012 | Simple method | 3175.653
2020-08-01 | UNI_HV | Simple method region | 2473838.468 | 0.9035 | 2235113.0559 | SOLE | 4.0627e-14 | 9.0805e-08 | Simple method | 7.9374e-08
2020-08-01 | UNI_HV | Simple method region | 2473838.468 | 0.9035 | 2235113.0559 | SOU2 | 0.00017429 | 389.5469 | Simple method | 340.5069
2020-08-01 | UNI_HV | Simple method region | 2473838.468 | 0.9035 | 2235113.0559 | TARW | 0.011238 | 25118.2343 | Simple method | 21956.1063
2020-08-01 | UNI_HV | Simple method region | 2473838.468 | 0.9035 | 2235113.0559 | TASM | 2.7606e-09 | 0.0061703 | Simple method | 0.0053935
2020-08-01 | UNI_HV | Simple method region | 2473838.468 | 0.9035 | 2235113.0559 | TBOP | 2.6441e-05 | 59.0983 | Simple method | 51.6585
2020-08-01 | UNI_HV | Simple method region | 2473838.468 | 0.9035 | 2235113.0559 | TOD3 | 0.00013887 | 310.3825 | Simple method | 271.3086
2020-08-01 | UNI_HV | Simple method region | 2473838.468 | 0.9035 | 2235113.0559 | TOPE | 0.0075127 | 16791.7578 | Simple method | 14677.8478
2020-08-01 | UNI_HV | Simple method region | 2473838.468 | 0.9035 | 2235113.0559 | TRNZ | 0.0013781 | 3080.1039 | Simple method | 2692.3504
2020-08-01 | UNI_HV | Simple method region | 2473838.468 | 0.9035 | 2235113.0559 | TRUG | 0.00052225 | 1167.2947 | Simple method | 1020.3443
2020-08-01 | UNI_HV | Simple method region | 2473838.468 | 0.9035 | 2235113.0559 | UNET | 0.0025613 | 5724.8235 | Simple method | 5004.127
2020-08-01 | UNI_HV | Simple method region | 2473838.468 | 0.9035 | 2235113.0559 | UNIS | 0.005841 | 13055.1906 | Simple method | 11411.676
2020-08-01 | UNI_HV | Simple method region | 2473838.468 | 0.9035 | 2235113.0559 | VECT | 0.40679 | 909211.5309 | Simple method | 794751.1281
2020-08-01 | UNI_HV | Simple method region | 2473838.468 | 0.9035 | 2235113.0559 | WAIP | 0.00064025 | 1431.0298 | Simple method | 1250.8778
2020-08-01 | UNI_HV | Simple method region | 2473838.468 | 0.9035 | 2235113.0559 | WATA | 1.1003e-09 | 0.0024594 | Simple method | 0.0021498
2020-08-01 | UNI_HV | Simple method region | 2473838.468 | 0.9035 | 2235113.0559 | WAV1 | 0.011554 | 25823.4121 | Simple method | 22572.5095
2020-08-01 | UNI_HV | Simple method region | 2473838.468 | 0.9035 | 2235113.0559 | WELE | 0.0024579 | 5493.6933 | Simple method | 4802.0937
2020-08-01 | UNI_HV | Simple method region | 2473838.468 | 0.9035 | 2235113.0559 | WNST | 1.4889e-08 | 0.03328 | Simple method | 0.02909
2020-08-01 | UNI_HV | Simple method region | 2473838.468 | 0.9035 | 2235113.0559 | WPOW | 6.4153e-10 | 0.0014339 | Simple method | 0.0012534
2020-08-01 | UNI_HV | Simple method region | 2473838.468 | 0.9035 | 2235113.0559 | WTOM | 0.00027177 | 607.4446 | Simple method | 530.9735
2020-09-01 | UNI_HV | Simple method region | 2676865.2371 | 0.5459 | 1461300.7329 | ALPE | 2.5226e-09 | 0.0036863 | Simple method | 0.0032222
2020-09-01 | UNI_HV | Simple method region | 2676865.2371 | 0.5459 | 1461300.7329 | BUEL | 1.265e-10 | 0.00018485 | Simple method | 0.00016158
2020-09-01 | UNI_HV | Simple method region | 2676865.2371 | 0.5459 | 1461300.7329 | CHBP | 1.3115e-06 | 1.9165 | Simple method | 1.6752
2020-09-01 | UNI_HV | Simple method region | 2676865.2371 | 0.5459 | 1461300.7329 | COUP | 0.0070923 | 10364.0432 | Simple method | 9059.3165
2020-09-01 | UNI_HV | Simple method region | 2676865.2371 | 0.5459 | 1461300.7329 | CTCT | 0.12011 | 175513.514 | Simple method | 153418.1634
2020-09-01 | UNI_HV | Simple method region | 2676865.2371 | 0.5459 | 1461300.7329 | DUNE | 0.0001111 | 162.3493 | Simple method | 141.9112
2020-09-01 | UNI_HV | Simple method region | 2676865.2371 | 0.5459 | 1461300.7329 | EASH | 2.2109e-09 | 0.0032308 | Simple method | 0.0028241
2020-09-01 | UNI_HV | Simple method region | 2676865.2371 | 0.5459 | 1461300.7329 | EAST | 9.6938e-09 | 0.014166 | Simple method | 0.012382
2020-09-01 | UNI_HV | Simple method region | 2676865.2371 | 0.5459 | 1461300.7329 | GENE | 0.14257 | 208339.7645 | Simple method | 182111.9258
2020-09-01 | UNI_HV | Simple method region | 2676865.2371 | 0.5459 | 1461300.7329 | HORO | 6.6524e-06 | 9.7211 | Simple method | 8.4974
2020-09-01 | UNI_HV | Simple method region | 2676865.2371 | 0.5459 | 1461300.7329 | HRZE | 5.1437e-05 | 75.1649 | Simple method | 65.7024
2020-09-01 | UNI_HV | Simple method region | 2676865.2371 | 0.5459 | 1461300.7329 | KIWI | 2.9865e-05 | 43.6417 | Simple method | 38.1477
2020-09-01 | UNI_HV | Simple method region | 2676865.2371 | 0.5459 | 1461300.7329 | KUPE | 6.8072e-07 | 0.99473 | Simple method | 0.86951
2020-09-01 | UNI_HV | Simple method region | 2676865.2371 | 0.5459 | 1461300.7329 | MARL | 1.219e-09 | 0.0017813 | Simple method | 0.0015571
2020-09-01 | UNI_HV | Simple method region | 2676865.2371 | 0.5459 | 1461300.7329 | MELT | 5.0203e-05 | 73.3615 | Simple method | 64.126
2020-09-01 | UNI_HV | Simple method region | 2676865.2371 | 0.5459 | 1461300.7329 | MELW | 6.5386e-07 | 0.95548 | Simple method | 0.83519
2020-09-01 | UNI_HV | Simple method region | 2676865.2371 | 0.5459 | 1461300.7329 | MERI | 0.060415 | 88285.0379 | Simple method | 77170.8574
2020-09-01 | UNI_HV | Simple method region | 2676865.2371 | 0.5459 | 1461300.7329 | METH | 5.508e-07 | 0.80489 | Simple method | 0.70356
2020-09-01 | UNI_HV | Simple method region | 2676865.2371 | 0.5459 | 1461300.7329 | MPOW | 3.1516e-09 | 0.0046054 | Simple method | 0.0040256
2020-09-01 | UNI_HV | Simple method region | 2676865.2371 | 0.5459 | 1461300.7329 | MRPL | 0.071969 | 105167.9243 | Simple method | 91928.3617
2020-09-01 | UNI_HV | Simple method region | 2676865.2371 | 0.5459 | 1461300.7329 | MSVP | 0.01973 | 28831.2422 | Simple method | 25201.6847
2020-09-01 | UNI_HV | Simple method region | 2676865.2371 | 0.5459 | 1461300.7329 | NAPA | 0.030087 | 43965.4306 | Simple method | 38430.634
2020-09-01 | UNI_HV | Simple method region | 2676865.2371 | 0.5459 | 1461300.7329 | NELS | 2.3164e-10 | 0.0003385 | Simple method | 0.00029589
2020-09-01 | UNI_HV | Simple method region | 2676865.2371 | 0.5459 | 1461300.7329 | NPOW | 0.053525 | 78216.0907 | Simple method | 68369.4874
2020-09-01 | UNI_HV | Simple method region | 2676865.2371 | 0.5459 | 1461300.7329 | NTRG | 0.018383 | 26862.9655 | Simple method | 23481.1938
2020-09-01 | UNI_HV | Simple method region | 2676865.2371 | 0.5459 | 1461300.7329 | NZAS | 8.18e-09 | 0.011953 | Simple method | 0.010449
2020-09-01 | UNI_HV | Simple method region | 2676865.2371 | 0.5459 | 1461300.7329 | NZST | 0.019582 | 28615.5796 | Simple method | 25013.1718
2020-09-01 | UNI_HV | Simple method region | 2676865.2371 | 0.5459 | 1461300.7329 | OMVP | 8.8405e-07 | 1.2919 | Simple method | 1.1292
2020-09-01 | UNI_HV | Simple method region | 2676865.2371 | 0.5459 | 1461300.7329 | ORON | 1.6224e-08 | 0.023709 | Simple method | 0.020724
2020-09-01 | UNI_HV | Simple method region | 2676865.2371 | 0.5459 | 1461300.7329 | PANP | 2.5715e-08 | 0.037577 | Simple method | 0.032846
2020-09-01 | UNI_HV | Simple method region | 2676865.2371 | 0.5459 | 1461300.7329 | POCO | 0.0017005 | 2484.9074 | Simple method | 2172.0831
2020-09-01 | UNI_HV | Simple method region | 2676865.2371 | 0.5459 | 1461300.7329 | POWN | 0.00010046 | 146.8064 | Simple method | 128.325
2020-09-01 | UNI_HV | Simple method region | 2676865.2371 | 0.5459 | 1461300.7329 | RAYN | 9.846e-12 | 1.4388e-05 | Simple method | 1.2577e-05
2020-09-01 | UNI_HV | Simple method region | 2676865.2371 | 0.5459 | 1461300.7329 | SCAN | 9.1876e-07 | 1.3426 | Simple method | 1.1736
2020-09-01 | UNI_HV | Simple method region | 2676865.2371 | 0.5459 | 1461300.7329 | SCGL | 0.0017363 | 2537.283 | Simple method | 2217.8651
2020-09-01 | UNI_HV | Simple method region | 2676865.2371 | 0.5459 | 1461300.7329 | SHPK | 1.9043e-05 | 27.8281 | Simple method | 24.3248
2020-09-01 | UNI_HV | Simple method region | 2676865.2371 | 0.5459 | 1461300.7329 | SKOG | 0.0016254 | 2375.2369 | Simple method | 2076.219
2020-09-01 | UNI_HV | Simple method region | 2676865.2371 | 0.5459 | 1461300.7329 | SOLE | 4.0627e-14 | 5.9368e-08 | Simple method | 5.1894e-08
2020-09-01 | UNI_HV | Simple method region | 2676865.2371 | 0.5459 | 1461300.7329 | SOU2 | 0.00017429 | 254.6829 | Simple method | 222.621
2020-09-01 | UNI_HV | Simple method region | 2676865.2371 | 0.5459 | 1461300.7329 | TARW | 0.011238 | 16422.1197 | Simple method | 14354.7434
2020-09-01 | UNI_HV | Simple method region | 2676865.2371 | 0.5459 | 1461300.7329 | TASM | 2.7606e-09 | 0.0040341 | Simple method | 0.0035262
2020-09-01 | UNI_HV | Simple method region | 2676865.2371 | 0.5459 | 1461300.7329 | TBOP | 2.6441e-05 | 38.6381 | Simple method | 33.7739
2020-09-01 | UNI_HV | Simple method region | 2676865.2371 | 0.5459 | 1461300.7329 | TOD3 | 0.00013887 | 202.9259 | Simple method | 177.3796
2020-09-01 | UNI_HV | Simple method region | 2676865.2371 | 0.5459 | 1461300.7329 | TOPE | 0.0075127 | 10978.3297 | Simple method | 9596.2706
2020-09-01 | UNI_HV | Simple method region | 2676865.2371 | 0.5459 | 1461300.7329 | TRNZ | 0.0013781 | 2013.7496 | Simple method | 1760.2392
2020-09-01 | UNI_HV | Simple method region | 2676865.2371 | 0.5459 | 1461300.7329 | TRUG | 0.00052225 | 763.1688 | Simple method | 667.0937
2020-09-01 | UNI_HV | Simple method region | 2676865.2371 | 0.5459 | 1461300.7329 | UNET | 0.0025613 | 3742.8482 | Simple method | 3271.662
2020-09-01 | UNI_HV | Simple method region | 2676865.2371 | 0.5459 | 1461300.7329 | UNIS | 0.005841 | 8535.3891 | Simple method | 7460.8712
2020-09-01 | UNI_HV | Simple method region | 2676865.2371 | 0.5459 | 1461300.7329 | VECT | 0.40679 | 594435.9159 | Simple method | 519602.5333
2020-09-01 | UNI_HV | Simple method region | 2676865.2371 | 0.5459 | 1461300.7329 | WAIP | 0.00064025 | 935.5969 | Simple method | 817.8149
2020-09-01 | UNI_HV | Simple method region | 2676865.2371 | 0.5459 | 1461300.7329 | WATA | 1.1003e-09 | 0.0016079 | Simple method | 0.0014055
2020-09-01 | UNI_HV | Simple method region | 2676865.2371 | 0.5459 | 1461300.7329 | WAV1 | 0.011554 | 16883.1598 | Simple method | 14757.7432
2020-09-01 | UNI_HV | Simple method region | 2676865.2371 | 0.5459 | 1461300.7329 | WELE | 0.0024579 | 3591.7369 | Simple method | 3139.5741
2020-09-01 | UNI_HV | Simple method region | 2676865.2371 | 0.5459 | 1461300.7329 | WNST | 1.4889e-08 | 0.021758 | Simple method | 0.019019
2020-09-01 | UNI_HV | Simple method region | 2676865.2371 | 0.5459 | 1461300.7329 | WPOW | 6.4153e-10 | 0.00093746 | Simple method | 0.00081945
2020-09-01 | UNI_HV | Simple method region | 2676865.2371 | 0.5459 | 1461300.7329 | WTOM | 0.00027177 | 397.1429 | Simple method | 347.1466
2020-10-01 | UNI_HV | Simple method region | 2263370.0019 | 0.4566 | 1033454.7428 | ALPE | 2.5226e-09 | 0.002607 | Simple method | 0.0022788
2020-10-01 | UNI_HV | Simple method region | 2263370.0019 | 0.4566 | 1033454.7428 | BUEL | 1.265e-10 | 0.00013073 | Simple method | 0.00011427
2020-10-01 | UNI_HV | Simple method region | 2263370.0019 | 0.4566 | 1033454.7428 | CHBP | 1.3115e-06 | 1.3554 | Simple method | 1.1847
2020-10-01 | UNI_HV | Simple method region | 2263370.0019 | 0.4566 | 1033454.7428 | COUP | 0.0070923 | 7329.6135 | Simple method | 6406.8904
2020-10-01 | UNI_HV | Simple method region | 2263370.0019 | 0.4566 | 1033454.7428 | CTCT | 0.12011 | 124125.9033 | Simple method | 108499.7257
2020-10-01 | UNI_HV | Simple method region | 2263370.0019 | 0.4566 | 1033454.7428 | DUNE | 0.0001111 | 114.816 | Simple method | 100.3618
2020-10-01 | UNI_HV | Simple method region | 2263370.0019 | 0.4566 | 1033454.7428 | EASH | 2.2109e-09 | 0.0022849 | Simple method | 0.0019972
2020-10-01 | UNI_HV | Simple method region | 2263370.0019 | 0.4566 | 1033454.7428 | EAST | 9.6938e-09 | 0.010018 | Simple method | 0.0087569
2020-10-01 | UNI_HV | Simple method region | 2263370.0019 | 0.4566 | 1033454.7428 | GENE | 0.14257 | 147341.1413 | Simple method | 128792.4034
2020-10-01 | UNI_HV | Simple method region | 2263370.0019 | 0.4566 | 1033454.7428 | HORO | 6.6524e-06 | 6.8749 | Simple method | 6.0095
2020-10-01 | UNI_HV | Simple method region | 2263370.0019 | 0.4566 | 1033454.7428 | HRZE | 5.1437e-05 | 53.1578 | Simple method | 46.4658
2020-10-01 | UNI_HV | Simple method region | 2263370.0019 | 0.4566 | 1033454.7428 | KIWI | 2.9865e-05 | 30.8641 | Simple method | 26.9786
2020-10-01 | UNI_HV | Simple method region | 2263370.0019 | 0.4566 | 1033454.7428 | KUPE | 6.8072e-07 | 0.70349 | Simple method | 0.61493
2020-10-01 | UNI_HV | Simple method region | 2263370.0019 | 0.4566 | 1033454.7428 | MARL | 1.219e-09 | 0.0012598 | Simple method | 0.0011012
2020-10-01 | UNI_HV | Simple method region | 2263370.0019 | 0.4566 | 1033454.7428 | MELT | 5.0203e-05 | 51.8824 | Simple method | 45.3509
2020-10-01 | UNI_HV | Simple method region | 2263370.0019 | 0.4566 | 1033454.7428 | MELW | 6.5386e-07 | 0.67573 | Simple method | 0.59066
2020-10-01 | UNI_HV | Simple method region | 2263370.0019 | 0.4566 | 1033454.7428 | MERI | 0.060415 | 62436.5602 | Simple method | 54576.4379
2020-10-01 | UNI_HV | Simple method region | 2263370.0019 | 0.4566 | 1033454.7428 | METH | 5.508e-07 | 0.56923 | Simple method | 0.49757
2020-10-01 | UNI_HV | Simple method region | 2263370.0019 | 0.4566 | 1033454.7428 | MPOW | 3.1516e-09 | 0.003257 | Simple method | 0.002847
2020-10-01 | UNI_HV | Simple method region | 2263370.0019 | 0.4566 | 1033454.7428 | MRPL | 0.071969 | 74376.4016 | Simple method | 65013.1758
2020-10-01 | UNI_HV | Simple method region | 2263370.0019 | 0.4566 | 1033454.7428 | MSVP | 0.01973 | 20389.9056 | Simple method | 17823.0257
2020-10-01 | UNI_HV | Simple method region | 2263370.0019 | 0.4566 | 1033454.7428 | NAPA | 0.030087 | 31093.0405 | Simple method | 27178.7457
2020-10-01 | UNI_HV | Simple method region | 2263370.0019 | 0.4566 | 1033454.7428 | NELS | 2.3164e-10 | 0.00023939 | Simple method | 0.00020926
2020-10-01 | UNI_HV | Simple method region | 2263370.0019 | 0.4566 | 1033454.7428 | NPOW | 0.053525 | 55315.6432 | Simple method | 48351.9712
2020-10-01 | UNI_HV | Simple method region | 2263370.0019 | 0.4566 | 1033454.7428 | NTRG | 0.018383 | 18997.9095 | Simple method | 16606.2676
2020-10-01 | UNI_HV | Simple method region | 2263370.0019 | 0.4566 | 1033454.7428 | NZAS | 8.18e-09 | 0.0084537 | Simple method | 0.0073895
2020-10-01 | UNI_HV | Simple method region | 2263370.0019 | 0.4566 | 1033454.7428 | NZST | 0.019582 | 20237.3856 | Simple method | 17689.7064
2020-10-01 | UNI_HV | Simple method region | 2263370.0019 | 0.4566 | 1033454.7428 | OMVP | 8.8405e-07 | 0.91363 | Simple method | 0.79861
2020-10-01 | UNI_HV | Simple method region | 2263370.0019 | 0.4566 | 1033454.7428 | ORON | 1.6224e-08 | 0.016767 | Simple method | 0.014656
2020-10-01 | UNI_HV | Simple method region | 2263370.0019 | 0.4566 | 1033454.7428 | PANP | 2.5715e-08 | 0.026575 | Simple method | 0.023229
2020-10-01 | UNI_HV | Simple method region | 2263370.0019 | 0.4566 | 1033454.7428 | POCO | 0.0017005 | 1757.3654 | Simple method | 1536.1311
2020-10-01 | UNI_HV | Simple method region | 2263370.0019 | 0.4566 | 1033454.7428 | POWN | 0.00010046 | 103.8238 | Simple method | 90.7534
2020-10-01 | UNI_HV | Simple method region | 2263370.0019 | 0.4566 | 1033454.7428 | RAYN | 9.846e-12 | 1.0175e-05 | Simple method | 8.8944e-06
2020-10-01 | UNI_HV | Simple method region | 2263370.0019 | 0.4566 | 1033454.7428 | SCAN | 9.1876e-07 | 0.9495 | Simple method | 0.82996
2020-10-01 | UNI_HV | Simple method region | 2263370.0019 | 0.4566 | 1033454.7428 | SCGL | 0.0017363 | 1794.4062 | Simple method | 1568.5089
2020-10-01 | UNI_HV | Simple method region | 2263370.0019 | 0.4566 | 1033454.7428 | SHPK | 1.9043e-05 | 19.6805 | Simple method | 17.2029
2020-10-01 | UNI_HV | Simple method region | 2263370.0019 | 0.4566 | 1033454.7428 | SKOG | 0.0016254 | 1679.8047 | Simple method | 1468.3345
2020-10-01 | UNI_HV | Simple method region | 2263370.0019 | 0.4566 | 1033454.7428 | SOLE | 4.0627e-14 | 4.1986e-08 | Simple method | 3.67e-08
2020-10-01 | UNI_HV | Simple method region | 2263370.0019 | 0.4566 | 1033454.7428 | SOU2 | 0.00017429 | 180.1158 | Simple method | 157.441
2020-10-01 | UNI_HV | Simple method region | 2263370.0019 | 0.4566 | 1033454.7428 | TARW | 0.011238 | 11613.98 | Simple method | 10151.8991
2020-10-01 | UNI_HV | Simple method region | 2263370.0019 | 0.4566 | 1033454.7428 | TASM | 2.7606e-09 | 0.002853 | Simple method | 0.0024938
2020-10-01 | UNI_HV | Simple method region | 2263370.0019 | 0.4566 | 1033454.7428 | TBOP | 2.6441e-05 | 27.3254 | Simple method | 23.8855
2020-10-01 | UNI_HV | Simple method region | 2263370.0019 | 0.4566 | 1033454.7428 | TOD3 | 0.00013887 | 143.5123 | Simple method | 125.4456
2020-10-01 | UNI_HV | Simple method region | 2263370.0019 | 0.4566 | 1033454.7428 | TOPE | 0.0075127 | 7764.0465 | Simple method | 6786.6327
2020-10-01 | UNI_HV | Simple method region | 2263370.0019 | 0.4566 | 1033454.7428 | TRNZ | 0.0013781 | 1424.1552 | Simple method | 1244.8687
2020-10-01 | UNI_HV | Simple method region | 2263370.0019 | 0.4566 | 1033454.7428 | TRUG | 0.00052225 | 539.7249 | Simple method | 471.7791
2020-10-01 | UNI_HV | Simple method region | 2263370.0019 | 0.4566 | 1033454.7428 | UNET | 0.0025613 | 2647.0008 | Simple method | 2313.7705
2020-10-01 | UNI_HV | Simple method region | 2263370.0019 | 0.4566 | 1033454.7428 | UNIS | 0.005841 | 6036.3607 | Simple method | 5276.4448
2020-10-01 | UNI_HV | Simple method region | 2263370.0019 | 0.4566 | 1033454.7428 | VECT | 0.40679 | 420394.3807 | Simple method | 367471.0416
2020-10-01 | UNI_HV | Simple method region | 2263370.0019 | 0.4566 | 1033454.7428 | WAIP | 0.00064025 | 661.6688 | Simple method | 578.3715
2020-10-01 | UNI_HV | Simple method region | 2263370.0019 | 0.4566 | 1033454.7428 | WATA | 1.1003e-09 | 0.0011372 | Simple method | 0.000994
2020-10-01 | UNI_HV | Simple method region | 2263370.0019 | 0.4566 | 1033454.7428 | WAV1 | 0.011554 | 11940.0348 | Simple method | 10436.9069
2020-10-01 | UNI_HV | Simple method region | 2263370.0019 | 0.4566 | 1033454.7428 | WELE | 0.0024579 | 2540.1325 | Simple method | 2220.3559
2020-10-01 | UNI_HV | Simple method region | 2263370.0019 | 0.4566 | 1033454.7428 | WNST | 1.4889e-08 | 0.015388 | Simple method | 0.01345
2020-10-01 | UNI_HV | Simple method region | 2263370.0019 | 0.4566 | 1033454.7428 | WPOW | 6.4153e-10 | 0.00066299 | Simple method | 0.00057953
2020-10-01 | UNI_HV | Simple method region | 2263370.0019 | 0.4566 | 1033454.7428 | WTOM | 0.00027177 | 280.8656 | Simple method | 245.5075
2020-11-01 | UNI_HV | Simple method region | 2040062.0363 | 0.545 | 1111833.8098 | ALPE | 2.5226e-09 | 0.0028047 | Simple method | 0.0024516
2020-11-01 | UNI_HV | Simple method region | 2040062.0363 | 0.545 | 1111833.8098 | BUEL | 1.265e-10 | 0.00014064 | Simple method | 0.00012294
2020-11-01 | UNI_HV | Simple method region | 2040062.0363 | 0.545 | 1111833.8098 | CHBP | 1.3115e-06 | 1.4582 | Simple method | 1.2746
2020-11-01 | UNI_HV | Simple method region | 2040062.0363 | 0.545 | 1111833.8098 | COUP | 0.0070923 | 7885.5046 | Simple method | 6892.8005
2020-11-01 | UNI_HV | Simple method region | 2040062.0363 | 0.545 | 1111833.8098 | CTCT | 0.12011 | 133539.8351 | Simple method | 116728.5401
2020-11-01 | UNI_HV | Simple method region | 2040062.0363 | 0.545 | 1111833.8098 | DUNE | 0.0001111 | 123.5238 | Simple method | 107.9735
2020-11-01 | UNI_HV | Simple method region | 2040062.0363 | 0.545 | 1111833.8098 | EASH | 2.2109e-09 | 0.0024582 | Simple method | 0.0021487
2020-11-01 | UNI_HV | Simple method region | 2040062.0363 | 0.545 | 1111833.8098 | EAST | 9.6938e-09 | 0.010778 | Simple method | 0.009421
2020-11-01 | UNI_HV | Simple method region | 2040062.0363 | 0.545 | 1111833.8098 | GENE | 0.14257 | 158515.7585 | Simple method | 138560.251
2020-11-01 | UNI_HV | Simple method region | 2040062.0363 | 0.545 | 1111833.8098 | HORO | 6.6524e-06 | 7.3964 | Simple method | 6.4652
2020-11-01 | UNI_HV | Simple method region | 2040062.0363 | 0.545 | 1111833.8098 | HRZE | 5.1437e-05 | 57.1894 | Simple method | 49.9898
2020-11-01 | UNI_HV | Simple method region | 2040062.0363 | 0.545 | 1111833.8098 | KIWI | 2.9865e-05 | 33.2049 | Simple method | 29.0247
2020-11-01 | UNI_HV | Simple method region | 2040062.0363 | 0.545 | 1111833.8098 | KUPE | 6.8072e-07 | 0.75685 | Simple method | 0.66157
2020-11-01 | UNI_HV | Simple method region | 2040062.0363 | 0.545 | 1111833.8098 | MARL | 1.219e-09 | 0.0013553 | Simple method | 0.0011847
2020-11-01 | UNI_HV | Simple method region | 2040062.0363 | 0.545 | 1111833.8098 | MELT | 5.0203e-05 | 55.8172 | Simple method | 48.7904
2020-11-01 | UNI_HV | Simple method region | 2040062.0363 | 0.545 | 1111833.8098 | MELW | 6.5386e-07 | 0.72698 | Simple method | 0.63546
2020-11-01 | UNI_HV | Simple method region | 2040062.0363 | 0.545 | 1111833.8098 | MERI | 0.060415 | 67171.8612 | Simple method | 58715.6131
2020-11-01 | UNI_HV | Simple method region | 2040062.0363 | 0.545 | 1111833.8098 | METH | 5.508e-07 | 0.6124 | Simple method | 0.53531
2020-11-01 | UNI_HV | Simple method region | 2040062.0363 | 0.545 | 1111833.8098 | MPOW | 3.1516e-09 | 0.003504 | Simple method | 0.0030629
2020-11-01 | UNI_HV | Simple method region | 2040062.0363 | 0.545 | 1111833.8098 | MRPL | 0.071969 | 80017.2417 | Simple method | 69943.892
2020-11-01 | UNI_HV | Simple method region | 2040062.0363 | 0.545 | 1111833.8098 | MSVP | 0.01973 | 21936.3128 | Simple method | 19174.7561
2020-11-01 | UNI_HV | Simple method region | 2040062.0363 | 0.545 | 1111833.8098 | NAPA | 0.030087 | 33451.1926 | Simple method | 29240.0307
2020-11-01 | UNI_HV | Simple method region | 2040062.0363 | 0.545 | 1111833.8098 | NELS | 2.3164e-10 | 0.00025755 | Simple method | 0.00022513
2020-11-01 | UNI_HV | Simple method region | 2040062.0363 | 0.545 | 1111833.8098 | NPOW | 0.053525 | 59510.881 | Simple method | 52019.0717
2020-11-01 | UNI_HV | Simple method region | 2040062.0363 | 0.545 | 1111833.8098 | NTRG | 0.018383 | 20438.7452 | Simple method | 17865.7168
2020-11-01 | UNI_HV | Simple method region | 2040062.0363 | 0.545 | 1111833.8098 | NZAS | 8.18e-09 | 0.0090948 | Simple method | 0.0079499
2020-11-01 | UNI_HV | Simple method region | 2040062.0363 | 0.545 | 1111833.8098 | NZST | 0.019582 | 21772.2254 | Simple method | 19031.3256
2020-11-01 | UNI_HV | Simple method region | 2040062.0363 | 0.545 | 1111833.8098 | OMVP | 8.8405e-07 | 0.98292 | Simple method | 0.85918
2020-11-01 | UNI_HV | Simple method region | 2040062.0363 | 0.545 | 1111833.8098 | ORON | 1.6224e-08 | 0.018039 | Simple method | 0.015768
2020-11-01 | UNI_HV | Simple method region | 2040062.0363 | 0.545 | 1111833.8098 | PANP | 2.5715e-08 | 0.02859 | Simple method | 0.024991
2020-11-01 | UNI_HV | Simple method region | 2040062.0363 | 0.545 | 1111833.8098 | POCO | 0.0017005 | 1890.6472 | Simple method | 1652.6341
2020-11-01 | UNI_HV | Simple method region | 2040062.0363 | 0.545 | 1111833.8098 | POWN | 0.00010046 | 111.698 | Simple method | 97.6363
2020-11-01 | UNI_HV | Simple method region | 2040062.0363 | 0.545 | 1111833.8098 | RAYN | 9.846e-12 | 1.0947e-05 | Simple method | 9.569e-06
2020-11-01 | UNI_HV | Simple method region | 2040062.0363 | 0.545 | 1111833.8098 | SCAN | 9.1876e-07 | 1.0215 | Simple method | 0.89291
2020-11-01 | UNI_HV | Simple method region | 2040062.0363 | 0.545 | 1111833.8098 | SCGL | 0.0017363 | 1930.4972 | Simple method | 1687.4674
2020-11-01 | UNI_HV | Simple method region | 2040062.0363 | 0.545 | 1111833.8098 | SHPK | 1.9043e-05 | 21.1731 | Simple method | 18.5076
2020-11-01 | UNI_HV | Simple method region | 2040062.0363 | 0.545 | 1111833.8098 | SKOG | 0.0016254 | 1807.2041 | Simple method | 1579.6957
2020-11-01 | UNI_HV | Simple method region | 2040062.0363 | 0.545 | 1111833.8098 | SOLE | 4.0627e-14 | 4.517e-08 | Simple method | 3.9484e-08
2020-11-01 | UNI_HV | Simple method region | 2040062.0363 | 0.545 | 1111833.8098 | SOU2 | 0.00017429 | 193.7761 | Simple method | 169.3816
2020-11-01 | UNI_HV | Simple method region | 2040062.0363 | 0.545 | 1111833.8098 | TARW | 0.011238 | 12494.8052 | Simple method | 10921.8374
2020-11-01 | UNI_HV | Simple method region | 2040062.0363 | 0.545 | 1111833.8098 | TASM | 2.7606e-09 | 0.0030693 | Simple method | 0.0026829
2020-11-01 | UNI_HV | Simple method region | 2040062.0363 | 0.545 | 1111833.8098 | TBOP | 2.6441e-05 | 29.3979 | Simple method | 25.697
2020-11-01 | UNI_HV | Simple method region | 2040062.0363 | 0.545 | 1111833.8098 | TOD3 | 0.00013887 | 154.3966 | Simple method | 134.9596
2020-11-01 | UNI_HV | Simple method region | 2040062.0363 | 0.545 | 1111833.8098 | TOPE | 0.0075127 | 8352.8858 | Simple method | 7301.3432
2020-11-01 | UNI_HV | Simple method region | 2040062.0363 | 0.545 | 1111833.8098 | TRNZ | 0.0013781 | 1532.1657 | Simple method | 1339.2818
2020-11-01 | UNI_HV | Simple method region | 2040062.0363 | 0.545 | 1111833.8098 | TRUG | 0.00052225 | 580.6587 | Simple method | 507.5597
2020-11-01 | UNI_HV | Simple method region | 2040062.0363 | 0.545 | 1111833.8098 | UNET | 0.0025613 | 2847.7541 | Simple method | 2489.2511
2020-11-01 | UNI_HV | Simple method region | 2040062.0363 | 0.545 | 1111833.8098 | UNIS | 0.005841 | 6494.1691 | Simple method | 5676.6199
2020-11-01 | UNI_HV | Simple method region | 2040062.0363 | 0.545 | 1111833.8098 | VECT | 0.40679 | 452277.8468 | Simple method | 395340.7065
2020-11-01 | UNI_HV | Simple method region | 2040062.0363 | 0.545 | 1111833.8098 | WAIP | 0.00064025 | 711.8509 | Simple method | 622.2362
2020-11-01 | UNI_HV | Simple method region | 2040062.0363 | 0.545 | 1111833.8098 | WATA | 1.1003e-09 | 0.0012234 | Simple method | 0.0010694
2020-11-01 | UNI_HV | Simple method region | 2040062.0363 | 0.545 | 1111833.8098 | WAV1 | 0.011554 | 12845.5885 | Simple method | 11228.4607
2020-11-01 | UNI_HV | Simple method region | 2040062.0363 | 0.545 | 1111833.8098 | WELE | 0.0024579 | 2732.7808 | Simple method | 2388.7517
2020-11-01 | UNI_HV | Simple method region | 2040062.0363 | 0.545 | 1111833.8098 | WNST | 1.4889e-08 | 0.016555 | Simple method | 0.014471
2020-11-01 | UNI_HV | Simple method region | 2040062.0363 | 0.545 | 1111833.8098 | WPOW | 6.4153e-10 | 0.00071327 | Simple method | 0.00062348
2020-11-01 | UNI_HV | Simple method region | 2040062.0363 | 0.545 | 1111833.8098 | WTOM | 0.00027177 | 302.167 | Simple method | 264.1273
2020-12-01 | UNI_HV | Simple method region | 2219464.8213 | 0.5907 | 1311037.87 | ALPE | 2.5226e-09 | 0.0033072 | Simple method | 0.0028909
2020-12-01 | UNI_HV | Simple method region | 2219464.8213 | 0.5907 | 1311037.87 | BUEL | 1.265e-10 | 0.00016584 | Simple method | 0.00014496
2020-12-01 | UNI_HV | Simple method region | 2219464.8213 | 0.5907 | 1311037.87 | CHBP | 1.3115e-06 | 1.7194 | Simple method | 1.503
2020-12-01 | UNI_HV | Simple method region | 2219464.8213 | 0.5907 | 1311037.87 | COUP | 0.0070923 | 9298.3277 | Simple method | 8127.7637
2020-12-01 | UNI_HV | Simple method region | 2219464.8213 | 0.5907 | 1311037.87 | CTCT | 0.12011 | 157465.7826 | Simple method | 137642.4563
2020-12-01 | UNI_HV | Simple method region | 2219464.8213 | 0.5907 | 1311037.87 | DUNE | 0.0001111 | 145.6553 | Simple method | 127.3188
2020-12-01 | UNI_HV | Simple method region | 2219464.8213 | 0.5907 | 1311037.87 | EASH | 2.2109e-09 | 0.0028986 | Simple method | 0.0025337
2020-12-01 | UNI_HV | Simple method region | 2219464.8213 | 0.5907 | 1311037.87 | EAST | 9.6938e-09 | 0.012709 | Simple method | 0.011109
2020-12-01 | UNI_HV | Simple method region | 2219464.8213 | 0.5907 | 1311037.87 | GENE | 0.14257 | 186916.5702 | Simple method | 163385.6919
2020-12-01 | UNI_HV | Simple method region | 2219464.8213 | 0.5907 | 1311037.87 | HORO | 6.6524e-06 | 8.7215 | Simple method | 7.6236
2020-12-01 | UNI_HV | Simple method region | 2219464.8213 | 0.5907 | 1311037.87 | HRZE | 5.1437e-05 | 67.4358 | Simple method | 58.9463
2020-12-01 | UNI_HV | Simple method region | 2219464.8213 | 0.5907 | 1311037.87 | KIWI | 2.9865e-05 | 39.1541 | Simple method | 34.225
2020-12-01 | UNI_HV | Simple method region | 2219464.8213 | 0.5907 | 1311037.87 | KUPE | 6.8072e-07 | 0.89245 | Simple method | 0.7801
2020-12-01 | UNI_HV | Simple method region | 2219464.8213 | 0.5907 | 1311037.87 | MARL | 1.219e-09 | 0.0015982 | Simple method | 0.001397
2020-12-01 | UNI_HV | Simple method region | 2219464.8213 | 0.5907 | 1311037.87 | MELT | 5.0203e-05 | 65.8178 | Simple method | 57.5321
2020-12-01 | UNI_HV | Simple method region | 2219464.8213 | 0.5907 | 1311037.87 | MELW | 6.5386e-07 | 0.85723 | Simple method | 0.74931
2020-12-01 | UNI_HV | Simple method region | 2219464.8213 | 0.5907 | 1311037.87 | MERI | 0.060415 | 79206.85 | Simple method | 69235.5203
2020-12-01 | UNI_HV | Simple method region | 2219464.8213 | 0.5907 | 1311037.87 | METH | 5.508e-07 | 0.72212 | Simple method | 0.63121
2020-12-01 | UNI_HV | Simple method region | 2219464.8213 | 0.5907 | 1311037.87 | MPOW | 3.1516e-09 | 0.0041318 | Simple method | 0.0036117
2020-12-01 | UNI_HV | Simple method region | 2219464.8213 | 0.5907 | 1311037.87 | MRPL | 0.071969 | 94353.7004 | Simple method | 82475.5376
2020-12-01 | UNI_HV | Simple method region | 2219464.8213 | 0.5907 | 1311037.87 | MSVP | 0.01973 | 25866.5787 | Simple method | 22610.2418
2020-12-01 | UNI_HV | Simple method region | 2219464.8213 | 0.5907 | 1311037.87 | NAPA | 0.030087 | 39444.5464 | Simple method | 34478.8827
2020-12-01 | UNI_HV | Simple method region | 2219464.8213 | 0.5907 | 1311037.87 | NELS | 2.3164e-10 | 0.00030369 | Simple method | 0.00026546
2020-12-01 | UNI_HV | Simple method region | 2219464.8213 | 0.5907 | 1311037.87 | NPOW | 0.053525 | 70173.2741 | Simple method | 61339.1789
2020-12-01 | UNI_HV | Simple method region | 2219464.8213 | 0.5907 | 1311037.87 | NTRG | 0.018383 | 24100.6962 | Simple method | 21066.6659
2020-12-01 | UNI_HV | Simple method region | 2219464.8213 | 0.5907 | 1311037.87 | NZAS | 8.18e-09 | 0.010724 | Simple method | 0.0093743
2020-12-01 | UNI_HV | Simple method region | 2219464.8213 | 0.5907 | 1311037.87 | NZST | 0.019582 | 25673.0923 | Simple method | 22441.1134
2020-12-01 | UNI_HV | Simple method region | 2219464.8213 | 0.5907 | 1311037.87 | OMVP | 8.8405e-07 | 1.159 | Simple method | 1.0131
2020-12-01 | UNI_HV | Simple method region | 2219464.8213 | 0.5907 | 1311037.87 | ORON | 1.6224e-08 | 0.021271 | Simple method | 0.018593
2020-12-01 | UNI_HV | Simple method region | 2219464.8213 | 0.5907 | 1311037.87 | PANP | 2.5715e-08 | 0.033713 | Simple method | 0.029469
2020-12-01 | UNI_HV | Simple method region | 2219464.8213 | 0.5907 | 1311037.87 | POCO | 0.0017005 | 2229.389 | Simple method | 1948.7318
2020-12-01 | UNI_HV | Simple method region | 2219464.8213 | 0.5907 | 1311037.87 | POWN | 0.00010046 | 131.7106 | Simple method | 115.1296
2020-12-01 | UNI_HV | Simple method region | 2219464.8213 | 0.5907 | 1311037.87 | RAYN | 9.846e-12 | 1.2908e-05 | Simple method | 1.1283e-05
2020-12-01 | UNI_HV | Simple method region | 2219464.8213 | 0.5907 | 1311037.87 | SCAN | 9.1876e-07 | 1.2045 | Simple method | 1.0529
2020-12-01 | UNI_HV | Simple method region | 2219464.8213 | 0.5907 | 1311037.87 | SCGL | 0.0017363 | 2276.3789 | Simple method | 1989.8061
2020-12-01 | UNI_HV | Simple method region | 2219464.8213 | 0.5907 | 1311037.87 | SHPK | 1.9043e-05 | 24.9666 | Simple method | 21.8235
2020-12-01 | UNI_HV | Simple method region | 2219464.8213 | 0.5907 | 1311037.87 | SKOG | 0.0016254 | 2130.9957 | Simple method | 1862.7252
2020-12-01 | UNI_HV | Simple method region | 2219464.8213 | 0.5907 | 1311037.87 | SOLE | 4.0627e-14 | 5.3263e-08 | Simple method | 4.6558e-08
2020-12-01 | UNI_HV | Simple method region | 2219464.8213 | 0.5907 | 1311037.87 | SOU2 | 0.00017429 | 228.4944 | Simple method | 199.7293
2020-12-01 | UNI_HV | Simple method region | 2219464.8213 | 0.5907 | 1311037.87 | TARW | 0.011238 | 14733.4634 | Simple method | 12878.6715
2020-12-01 | UNI_HV | Simple method region | 2219464.8213 | 0.5907 | 1311037.87 | TASM | 2.7606e-09 | 0.0036193 | Simple method | 0.0031636
2020-12-01 | UNI_HV | Simple method region | 2219464.8213 | 0.5907 | 1311037.87 | TBOP | 2.6441e-05 | 34.665 | Simple method | 30.301
2020-12-01 | UNI_HV | Simple method region | 2219464.8213 | 0.5907 | 1311037.87 | TOD3 | 0.00013887 | 182.0594 | Simple method | 159.14
2020-12-01 | UNI_HV | Simple method region | 2219464.8213 | 0.5907 | 1311037.87 | TOPE | 0.0075127 | 9849.4483 | Simple method | 8609.5038
2020-12-01 | UNI_HV | Simple method region | 2219464.8213 | 0.5907 | 1311037.87 | TRNZ | 0.0013781 | 1806.6795 | Simple method | 1579.2371
2020-12-01 | UNI_HV | Simple method region | 2219464.8213 | 0.5907 | 1311037.87 | TRUG | 0.00052225 | 684.6936 | Simple method | 598.4977
2020-12-01 | UNI_HV | Simple method region | 2219464.8213 | 0.5907 | 1311037.87 | UNET | 0.0025613 | 3357.978 | Simple method | 2935.243
2020-12-01 | UNI_HV | Simple method region | 2219464.8213 | 0.5907 | 1311037.87 | UNIS | 0.005841 | 7657.7107 | Simple method | 6693.6835
2020-12-01 | UNI_HV | Simple method region | 2219464.8213 | 0.5907 | 1311037.87 | VECT | 0.40679 | 533311.1655 | Simple method | 466172.7618
2020-12-01 | UNI_HV | Simple method region | 2219464.8213 | 0.5907 | 1311037.87 | WAIP | 0.00064025 | 839.3912 | Simple method | 733.7205
2020-12-01 | UNI_HV | Simple method region | 2219464.8213 | 0.5907 | 1311037.87 | WATA | 1.1003e-09 | 0.0014426 | Simple method | 0.001261
2020-12-01 | UNI_HV | Simple method region | 2219464.8213 | 0.5907 | 1311037.87 | WAV1 | 0.011554 | 15147.0956 | Simple method | 13240.2317
2020-12-01 | UNI_HV | Simple method region | 2219464.8213 | 0.5907 | 1311037.87 | WELE | 0.0024579 | 3222.4052 | Simple method | 2816.7375
2020-12-01 | UNI_HV | Simple method region | 2219464.8213 | 0.5907 | 1311037.87 | WNST | 1.4889e-08 | 0.019521 | Simple method | 0.017063
2020-12-01 | UNI_HV | Simple method region | 2219464.8213 | 0.5907 | 1311037.87 | WPOW | 6.4153e-10 | 0.00084107 | Simple method | 0.00073518
2020-12-01 | UNI_HV | Simple method region | 2219464.8213 | 0.5907 | 1311037.87 | WTOM | 0.00027177 | 356.3054 | Simple method | 311.4502
2021-01-01 | UNI_HV | Simple method region | 1786905.1799 | 0.674 | 1204374.0913 | ALPE | 2.5226e-09 | 0.0030382 | Simple method | 0.0026557
2021-01-01 | UNI_HV | Simple method region | 1786905.1799 | 0.674 | 1204374.0913 | BUEL | 1.265e-10 | 0.00015235 | Simple method | 0.00013317
2021-01-01 | UNI_HV | Simple method region | 1786905.1799 | 0.674 | 1204374.0913 | CHBP | 1.3115e-06 | 1.5795 | Simple method | 1.3807
2021-01-01 | UNI_HV | Simple method region | 1786905.1799 | 0.674 | 1204374.0913 | COUP | 0.0070923 | 8541.8318 | Simple method | 7466.5028
2021-01-01 | UNI_HV | Simple method region | 1786905.1799 | 0.674 | 1204374.0913 | CTCT | 0.12011 | 144654.6383 | Simple method | 126444.1035
2021-01-01 | UNI_HV | Simple method region | 1786905.1799 | 0.674 | 1204374.0913 | DUNE | 0.0001111 | 133.805 | Simple method | 116.9603
2021-01-01 | UNI_HV | Simple method region | 1786905.1799 | 0.674 | 1204374.0913 | EASH | 2.2109e-09 | 0.0026628 | Simple method | 0.0023275
2021-01-01 | UNI_HV | Simple method region | 1786905.1799 | 0.674 | 1204374.0913 | EAST | 9.6938e-09 | 0.011675 | Simple method | 0.010205
2021-01-01 | UNI_HV | Simple method region | 1786905.1799 | 0.674 | 1204374.0913 | GENE | 0.14257 | 171709.3606 | Simple method | 150092.9139
2021-01-01 | UNI_HV | Simple method region | 1786905.1799 | 0.674 | 1204374.0913 | HORO | 6.6524e-06 | 8.012 | Simple method | 7.0033
2021-01-01 | UNI_HV | Simple method region | 1786905.1799 | 0.674 | 1204374.0913 | HRZE | 5.1437e-05 | 61.9494 | Simple method | 54.1506
2021-01-01 | UNI_HV | Simple method region | 1786905.1799 | 0.674 | 1204374.0913 | KIWI | 2.9865e-05 | 35.9686 | Simple method | 31.4405
2021-01-01 | UNI_HV | Simple method region | 1786905.1799 | 0.674 | 1204374.0913 | KUPE | 6.8072e-07 | 0.81984 | Simple method | 0.71663
2021-01-01 | UNI_HV | Simple method region | 1786905.1799 | 0.674 | 1204374.0913 | MARL | 1.219e-09 | 0.0014681 | Simple method | 0.0012833
2021-01-01 | UNI_HV | Simple method region | 1786905.1799 | 0.674 | 1204374.0913 | MELT | 5.0203e-05 | 60.463 | Simple method | 52.8513
2021-01-01 | UNI_HV | Simple method region | 1786905.1799 | 0.674 | 1204374.0913 | MELW | 6.5386e-07 | 0.78749 | Simple method | 0.68835
2021-01-01 | UNI_HV | Simple method region | 1786905.1799 | 0.674 | 1204374.0913 | MERI | 0.060415 | 72762.7174 | Simple method | 63602.6379
2021-01-01 | UNI_HV | Simple method region | 1786905.1799 | 0.674 | 1204374.0913 | METH | 5.508e-07 | 0.66337 | Simple method | 0.57986
2021-01-01 | UNI_HV | Simple method region | 1786905.1799 | 0.674 | 1204374.0913 | MPOW | 3.1516e-09 | 0.0037957 | Simple method | 0.0033178
2021-01-01 | UNI_HV | Simple method region | 1786905.1799 | 0.674 | 1204374.0913 | MRPL | 0.071969 | 86677.2461 | Simple method | 75765.4702
2021-01-01 | UNI_HV | Simple method region | 1786905.1799 | 0.674 | 1204374.0913 | MSVP | 0.01973 | 23762.1185 | Simple method | 20770.7116
2021-01-01 | UNI_HV | Simple method region | 1786905.1799 | 0.674 | 1204374.0913 | NAPA | 0.030087 | 36235.4062 | Simple method | 31673.7403
2021-01-01 | UNI_HV | Simple method region | 1786905.1799 | 0.674 | 1204374.0913 | NELS | 2.3164e-10 | 0.00027899 | Simple method | 0.00024386
2021-01-01 | UNI_HV | Simple method region | 1786905.1799 | 0.674 | 1204374.0913 | NPOW | 0.053525 | 64464.0976 | Simple method | 56348.7292
2021-01-01 | UNI_HV | Simple method region | 1786905.1799 | 0.674 | 1204374.0913 | NTRG | 0.018383 | 22139.9052 | Simple method | 19352.7183
2021-01-01 | UNI_HV | Simple method region | 1786905.1799 | 0.674 | 1204374.0913 | NZAS | 8.18e-09 | 0.0098518 | Simple method | 0.0086116
2021-01-01 | UNI_HV | Simple method region | 1786905.1799 | 0.674 | 1204374.0913 | NZST | 0.019582 | 23584.3738 | Simple method | 20615.3431
2021-01-01 | UNI_HV | Simple method region | 1786905.1799 | 0.674 | 1204374.0913 | OMVP | 8.8405e-07 | 1.0647 | Simple method | 0.93069
2021-01-01 | UNI_HV | Simple method region | 1786905.1799 | 0.674 | 1204374.0913 | ORON | 1.6224e-08 | 0.01954 | Simple method | 0.01708
2021-01-01 | UNI_HV | Simple method region | 1786905.1799 | 0.674 | 1204374.0913 | PANP | 2.5715e-08 | 0.03097 | Simple method | 0.027071
2021-01-01 | UNI_HV | Simple method region | 1786905.1799 | 0.674 | 1204374.0913 | POCO | 0.0017005 | 2048.0097 | Simple method | 1790.1863
2021-01-01 | UNI_HV | Simple method region | 1786905.1799 | 0.674 | 1204374.0913 | POWN | 0.00010046 | 120.9948 | Simple method | 105.7628
2021-01-01 | UNI_HV | Simple method region | 1786905.1799 | 0.674 | 1204374.0913 | RAYN | 9.846e-12 | 1.1858e-05 | Simple method | 1.0365e-05
2021-01-01 | UNI_HV | Simple method region | 1786905.1799 | 0.674 | 1204374.0913 | SCAN | 9.1876e-07 | 1.1065 | Simple method | 0.96723
2021-01-01 | UNI_HV | Simple method region | 1786905.1799 | 0.674 | 1204374.0913 | SCGL | 0.0017363 | 2091.1766 | Simple method | 1827.9189
2021-01-01 | UNI_HV | Simple method region | 1786905.1799 | 0.674 | 1204374.0913 | SHPK | 1.9043e-05 | 22.9353 | Simple method | 20.048
2021-01-01 | UNI_HV | Simple method region | 1786905.1799 | 0.674 | 1204374.0913 | SKOG | 0.0016254 | 1957.6215 | Simple method | 1711.1771
2021-01-01 | UNI_HV | Simple method region | 1786905.1799 | 0.674 | 1204374.0913 | SOLE | 4.0627e-14 | 4.893e-08 | Simple method | 4.277e-08
2021-01-01 | UNI_HV | Simple method region | 1786905.1799 | 0.674 | 1204374.0913 | SOU2 | 0.00017429 | 209.9044 | Simple method | 183.4796
2021-01-01 | UNI_HV | Simple method region | 1786905.1799 | 0.674 | 1204374.0913 | TARW | 0.011238 | 13534.7742 | Simple method | 11830.885
2021-01-01 | UNI_HV | Simple method region | 1786905.1799 | 0.674 | 1204374.0913 | TASM | 2.7606e-09 | 0.0033248 | Simple method | 0.0029062
2021-01-01 | UNI_HV | Simple method region | 1786905.1799 | 0.674 | 1204374.0913 | TBOP | 2.6441e-05 | 31.8447 | Simple method | 27.8358
2021-01-01 | UNI_HV | Simple method region | 1786905.1799 | 0.674 | 1204374.0913 | TOD3 | 0.00013887 | 167.2473 | Simple method | 146.1926
2021-01-01 | UNI_HV | Simple method region | 1786905.1799 | 0.674 | 1204374.0913 | TOPE | 0.0075127 | 9048.1142 | Simple method | 7909.0494
2021-01-01 | UNI_HV | Simple method region | 1786905.1799 | 0.674 | 1204374.0913 | TRNZ | 0.0013781 | 1659.6911 | Simple method | 1450.7531
2021-01-01 | UNI_HV | Simple method region | 1786905.1799 | 0.674 | 1204374.0913 | TRUG | 0.00052225 | 628.9881 | Simple method | 549.805
2021-01-01 | UNI_HV | Simple method region | 1786905.1799 | 0.674 | 1204374.0913 | UNET | 0.0025613 | 3084.7787 | Simple method | 2696.4367
2021-01-01 | UNI_HV | Simple method region | 1786905.1799 | 0.674 | 1204374.0913 | UNIS | 0.005841 | 7034.6926 | Simple method | 6149.097
2021-01-01 | UNI_HV | Simple method region | 1786905.1799 | 0.674 | 1204374.0913 | VECT | 0.40679 | 489921.8894 | Simple method | 428245.7503
2021-01-01 | UNI_HV | Simple method region | 1786905.1799 | 0.674 | 1204374.0913 | WAIP | 0.00064025 | 771.0998 | Simple method | 674.0262
2021-01-01 | UNI_HV | Simple method region | 1786905.1799 | 0.674 | 1204374.0913 | WATA | 1.1003e-09 | 0.0013252 | Simple method | 0.0011584
2021-01-01 | UNI_HV | Simple method region | 1786905.1799 | 0.674 | 1204374.0913 | WAV1 | 0.011554 | 13914.7541 | Simple method | 12163.0293
2021-01-01 | UNI_HV | Simple method region | 1786905.1799 | 0.674 | 1204374.0913 | WELE | 0.0024579 | 2960.2359 | Simple method | 2587.5726
2021-01-01 | UNI_HV | Simple method region | 1786905.1799 | 0.674 | 1204374.0913 | WNST | 1.4889e-08 | 0.017932 | Simple method | 0.015675
2021-01-01 | UNI_HV | Simple method region | 1786905.1799 | 0.674 | 1204374.0913 | WPOW | 6.4153e-10 | 0.00077264 | Simple method | 0.00067537
2021-01-01 | UNI_HV | Simple method region | 1786905.1799 | 0.674 | 1204374.0913 | WTOM | 0.00027177 | 327.317 | Simple method | 286.1111
2021-02-01 | UNI_HV | Simple method region | 2720513.4189 | 0.1953 | 531316.2707 | ALPE | 2.5226e-09 | 0.0013403 | Simple method | 0.0011716
2021-02-01 | UNI_HV | Simple method region | 2720513.4189 | 0.1953 | 531316.2707 | BUEL | 1.265e-10 | 6.721e-05 | Simple method | 5.8749e-05
2021-02-01 | UNI_HV | Simple method region | 2720513.4189 | 0.1953 | 531316.2707 | CHBP | 1.3115e-06 | 0.69682 | Simple method | 0.60909
2021-02-01 | UNI_HV | Simple method region | 2720513.4189 | 0.1953 | 531316.2707 | COUP | 0.0070923 | 3768.2762 | Simple method | 3293.8889
2021-02-01 | UNI_HV | Simple method region | 2720513.4189 | 0.1953 | 531316.2707 | CTCT | 0.12011 | 63815.1912 | Simple method | 55781.5134
2021-02-01 | UNI_HV | Simple method region | 2720513.4189 | 0.1953 | 531316.2707 | DUNE | 0.0001111 | 59.0288 | Simple method | 51.5977
2021-02-01 | UNI_HV | Simple method region | 2720513.4189 | 0.1953 | 531316.2707 | EASH | 2.2109e-09 | 0.0011747 | Simple method | 0.0010268
2021-02-01 | UNI_HV | Simple method region | 2720513.4189 | 0.1953 | 531316.2707 | EAST | 9.6938e-09 | 0.0051505 | Simple method | 0.0045021
2021-02-01 | UNI_HV | Simple method region | 2720513.4189 | 0.1953 | 531316.2707 | GENE | 0.14257 | 75750.5312 | Simple method | 66214.3165
2021-02-01 | UNI_HV | Simple method region | 2720513.4189 | 0.1953 | 531316.2707 | HORO | 6.6524e-06 | 3.5345 | Simple method | 3.0896
2021-02-01 | UNI_HV | Simple method region | 2720513.4189 | 0.1953 | 531316.2707 | HRZE | 5.1437e-05 | 27.3293 | Simple method | 23.8888
2021-02-01 | UNI_HV | Simple method region | 2720513.4189 | 0.1953 | 531316.2707 | KIWI | 2.9865e-05 | 15.8677 | Simple method | 13.8702
2021-02-01 | UNI_HV | Simple method region | 2720513.4189 | 0.1953 | 531316.2707 | KUPE | 6.8072e-07 | 0.36168 | Simple method | 0.31615
2021-02-01 | UNI_HV | Simple method region | 2720513.4189 | 0.1953 | 531316.2707 | MARL | 1.219e-09 | 0.00064768 | Simple method | 0.00056614
2021-02-01 | UNI_HV | Simple method region | 2720513.4189 | 0.1953 | 531316.2707 | MELT | 5.0203e-05 | 26.6736 | Simple method | 23.3157
2021-02-01 | UNI_HV | Simple method region | 2720513.4189 | 0.1953 | 531316.2707 | MELW | 6.5386e-07 | 0.3474 | Simple method | 0.30367
2021-02-01 | UNI_HV | Simple method region | 2720513.4189 | 0.1953 | 531316.2707 | MERI | 0.060415 | 32099.674 | Simple method | 28058.6544
2021-02-01 | UNI_HV | Simple method region | 2720513.4189 | 0.1953 | 531316.2707 | METH | 5.508e-07 | 0.29265 | Simple method | 0.25581
2021-02-01 | UNI_HV | Simple method region | 2720513.4189 | 0.1953 | 531316.2707 | MPOW | 3.1516e-09 | 0.0016745 | Simple method | 0.0014637
2021-02-01 | UNI_HV | Simple method region | 2720513.4189 | 0.1953 | 531316.2707 | MRPL | 0.071969 | 38238.145 | Simple method | 33424.3549
2021-02-01 | UNI_HV | Simple method region | 2720513.4189 | 0.1953 | 531316.2707 | MSVP | 0.01973 | 10482.7896 | Simple method | 9163.1139
2021-02-01 | UNI_HV | Simple method region | 2720513.4189 | 0.1953 | 531316.2707 | NAPA | 0.030087 | 15985.4492 | Simple method | 13973.0452
2021-02-01 | UNI_HV | Simple method region | 2720513.4189 | 0.1953 | 531316.2707 | NELS | 2.3164e-10 | 0.00012308 | Simple method | 0.00010758
2021-02-01 | UNI_HV | Simple method region | 2720513.4189 | 0.1953 | 531316.2707 | NPOW | 0.053525 | 28438.6921 | Simple method | 24858.5526
2021-02-01 | UNI_HV | Simple method region | 2720513.4189 | 0.1953 | 531316.2707 | NTRG | 0.018383 | 9767.1412 | Simple method | 8537.5584
2021-02-01 | UNI_HV | Simple method region | 2720513.4189 | 0.1953 | 531316.2707 | NZAS | 8.18e-09 | 0.0043462 | Simple method | 0.003799
2021-02-01 | UNI_HV | Simple method region | 2720513.4189 | 0.1953 | 531316.2707 | NZST | 0.019582 | 10404.3765 | Simple method | 9094.5723
2021-02-01 | UNI_HV | Simple method region | 2720513.4189 | 0.1953 | 531316.2707 | OMVP | 8.8405e-07 | 0.46971 | Simple method | 0.41058
2021-02-01 | UNI_HV | Simple method region | 2720513.4189 | 0.1953 | 531316.2707 | ORON | 1.6224e-08 | 0.0086203 | Simple method | 0.0075351
2021-02-01 | UNI_HV | Simple method region | 2720513.4189 | 0.1953 | 531316.2707 | PANP | 2.5715e-08 | 0.013663 | Simple method | 0.011943
2021-02-01 | UNI_HV | Simple method region | 2720513.4189 | 0.1953 | 531316.2707 | POCO | 0.0017005 | 903.4908 | Simple method | 789.7506
2021-02-01 | UNI_HV | Simple method region | 2720513.4189 | 0.1953 | 531316.2707 | POWN | 0.00010046 | 53.3775 | Simple method | 46.6578
2021-02-01 | UNI_HV | Simple method region | 2720513.4189 | 0.1953 | 531316.2707 | RAYN | 9.846e-12 | 5.2313e-06 | Simple method | 4.5728e-06
2021-02-01 | UNI_HV | Simple method region | 2720513.4189 | 0.1953 | 531316.2707 | SCAN | 9.1876e-07 | 0.48815 | Simple method | 0.4267
2021-02-01 | UNI_HV | Simple method region | 2720513.4189 | 0.1953 | 531316.2707 | SCGL | 0.0017363 | 922.5341 | Simple method | 806.3965
2021-02-01 | UNI_HV | Simple method region | 2720513.4189 | 0.1953 | 531316.2707 | SHPK | 1.9043e-05 | 10.118 | Simple method | 8.8443
2021-02-01 | UNI_HV | Simple method region | 2720513.4189 | 0.1953 | 531316.2707 | SKOG | 0.0016254 | 863.6155 | Simple method | 754.8952
2021-02-01 | UNI_HV | Simple method region | 2720513.4189 | 0.1953 | 531316.2707 | SOLE | 4.0627e-14 | 2.1586e-08 | Simple method | 1.8868e-08
2021-02-01 | UNI_HV | Simple method region | 2720513.4189 | 0.1953 | 531316.2707 | SOU2 | 0.00017429 | 92.6005 | Simple method | 80.9431
2021-02-01 | UNI_HV | Simple method region | 2720513.4189 | 0.1953 | 531316.2707 | TARW | 0.011238 | 5970.9403 | Simple method | 5219.2602
2021-02-01 | UNI_HV | Simple method region | 2720513.4189 | 0.1953 | 531316.2707 | TASM | 2.7606e-09 | 0.0014668 | Simple method | 0.0012821
2021-02-01 | UNI_HV | Simple method region | 2720513.4189 | 0.1953 | 531316.2707 | TBOP | 2.6441e-05 | 14.0485 | Simple method | 12.2799
2021-02-01 | UNI_HV | Simple method region | 2720513.4189 | 0.1953 | 531316.2707 | TOD3 | 0.00013887 | 73.7821 | Simple method | 64.4937
2021-02-01 | UNI_HV | Simple method region | 2720513.4189 | 0.1953 | 531316.2707 | TOPE | 0.0075127 | 3991.6254 | Simple method | 3489.1208
2021-02-01 | UNI_HV | Simple method region | 2720513.4189 | 0.1953 | 531316.2707 | TRNZ | 0.0013781 | 732.1819 | Simple method | 640.0077
2021-02-01 | UNI_HV | Simple method region | 2720513.4189 | 0.1953 | 531316.2707 | TRUG | 0.00052225 | 277.4816 | Simple method | 242.5495
2021-02-01 | UNI_HV | Simple method region | 2720513.4189 | 0.1953 | 531316.2707 | UNET | 0.0025613 | 1360.8671 | Simple method | 1189.5479
2021-02-01 | UNI_HV | Simple method region | 2720513.4189 | 0.1953 | 531316.2707 | UNIS | 0.005841 | 3103.3934 | Simple method | 2712.708
2021-02-01 | UNI_HV | Simple method region | 2720513.4189 | 0.1953 | 531316.2707 | VECT | 0.40679 | 216131.7427 | Simple method | 188922.9739
2021-02-01 | UNI_HV | Simple method region | 2720513.4189 | 0.1953 | 531316.2707 | WAIP | 0.00064025 | 340.1749 | Simple method | 297.3504
2021-02-01 | UNI_HV | Simple method region | 2720513.4189 | 0.1953 | 531316.2707 | WATA | 1.1003e-09 | 0.00058463 | Simple method | 0.00051103
2021-02-01 | UNI_HV | Simple method region | 2720513.4189 | 0.1953 | 531316.2707 | WAV1 | 0.011554 | 6138.5705 | Simple method | 5365.7874
2021-02-01 | UNI_HV | Simple method region | 2720513.4189 | 0.1953 | 531316.2707 | WELE | 0.0024579 | 1305.9244 | Simple method | 1141.5219
2021-02-01 | UNI_HV | Simple method region | 2720513.4189 | 0.1953 | 531316.2707 | WNST | 1.4889e-08 | 0.007911 | Simple method | 0.0069151
2021-02-01 | UNI_HV | Simple method region | 2720513.4189 | 0.1953 | 531316.2707 | WPOW | 6.4153e-10 | 0.00034085 | Simple method | 0.00029794
2021-02-01 | UNI_HV | Simple method region | 2720513.4189 | 0.1953 | 531316.2707 | WTOM | 0.00027177 | 144.3977 | Simple method | 126.2195
2021-03-01 | UNI_HV | Simple method region | 2598810.2565 | 0.2048 | 532236.3405 | ALPE | 2.5226e-09 | 0.0013426 | Simple method | 0.0011736
2021-03-01 | UNI_HV | Simple method region | 2598810.2565 | 0.2048 | 532236.3405 | BUEL | 1.265e-10 | 6.7326e-05 | Simple method | 5.8851e-05
2021-03-01 | UNI_HV | Simple method region | 2598810.2565 | 0.2048 | 532236.3405 | CHBP | 1.3115e-06 | 0.69802 | Simple method | 0.61015
2021-03-01 | UNI_HV | Simple method region | 2598810.2565 | 0.2048 | 532236.3405 | COUP | 0.0070923 | 3774.8017 | Simple method | 3299.5929
2021-03-01 | UNI_HV | Simple method region | 2598810.2565 | 0.2048 | 532236.3405 | CTCT | 0.12011 | 63925.6987 | Simple method | 55878.1092
2021-03-01 | UNI_HV | Simple method region | 2598810.2565 | 0.2048 | 532236.3405 | DUNE | 0.0001111 | 59.131 | Simple method | 51.687
2021-03-01 | UNI_HV | Simple method region | 2598810.2565 | 0.2048 | 532236.3405 | EASH | 2.2109e-09 | 0.0011767 | Simple method | 0.0010286
2021-03-01 | UNI_HV | Simple method region | 2598810.2565 | 0.2048 | 532236.3405 | EAST | 9.6938e-09 | 0.0051594 | Simple method | 0.0045099
2021-03-01 | UNI_HV | Simple method region | 2598810.2565 | 0.2048 | 532236.3405 | GENE | 0.14257 | 75881.7069 | Simple method | 66328.9785
2021-03-01 | UNI_HV | Simple method region | 2598810.2565 | 0.2048 | 532236.3405 | HORO | 6.6524e-06 | 3.5406 | Simple method | 3.0949
2021-03-01 | UNI_HV | Simple method region | 2598810.2565 | 0.2048 | 532236.3405 | HRZE | 5.1437e-05 | 27.3766 | Simple method | 23.9302
2021-03-01 | UNI_HV | Simple method region | 2598810.2565 | 0.2048 | 532236.3405 | KIWI | 2.9865e-05 | 15.8952 | Simple method | 13.8942
2021-03-01 | UNI_HV | Simple method region | 2598810.2565 | 0.2048 | 532236.3405 | KUPE | 6.8072e-07 | 0.3623 | Simple method | 0.31669
2021-03-01 | UNI_HV | Simple method region | 2598810.2565 | 0.2048 | 532236.3405 | MARL | 1.219e-09 | 0.0006488 | Simple method | 0.00056712
2021-03-01 | UNI_HV | Simple method region | 2598810.2565 | 0.2048 | 532236.3405 | MELT | 5.0203e-05 | 26.7198 | Simple method | 23.356
2021-03-01 | UNI_HV | Simple method region | 2598810.2565 | 0.2048 | 532236.3405 | MELW | 6.5386e-07 | 0.34801 | Simple method | 0.3042
2021-03-01 | UNI_HV | Simple method region | 2598810.2565 | 0.2048 | 532236.3405 | MERI | 0.060415 | 32155.2603 | Simple method | 28107.243
2021-03-01 | UNI_HV | Simple method region | 2598810.2565 | 0.2048 | 532236.3405 | METH | 5.508e-07 | 0.29316 | Simple method | 0.25625
2021-03-01 | UNI_HV | Simple method region | 2598810.2565 | 0.2048 | 532236.3405 | MPOW | 3.1516e-09 | 0.0016774 | Simple method | 0.0014662
2021-03-01 | UNI_HV | Simple method region | 2598810.2565 | 0.2048 | 532236.3405 | MRPL | 0.071969 | 38304.3613 | Simple method | 33482.2352
2021-03-01 | UNI_HV | Simple method region | 2598810.2565 | 0.2048 | 532236.3405 | MSVP | 0.01973 | 10500.9424 | Simple method | 9178.9815
2021-03-01 | UNI_HV | Simple method region | 2598810.2565 | 0.2048 | 532236.3405 | NAPA | 0.030087 | 16013.1309 | Simple method | 13997.242
2021-03-01 | UNI_HV | Simple method region | 2598810.2565 | 0.2048 | 532236.3405 | NELS | 2.3164e-10 | 0.00012329 | Simple method | 0.00010777
2021-03-01 | UNI_HV | Simple method region | 2598810.2565 | 0.2048 | 532236.3405 | NPOW | 0.053525 | 28487.9388 | Simple method | 24901.5996
2021-03-01 | UNI_HV | Simple method region | 2598810.2565 | 0.2048 | 532236.3405 | NTRG | 0.018383 | 9784.0548 | Simple method | 8552.3427
2021-03-01 | UNI_HV | Simple method region | 2598810.2565 | 0.2048 | 532236.3405 | NZAS | 8.18e-09 | 0.0043537 | Simple method | 0.0038056
2021-03-01 | UNI_HV | Simple method region | 2598810.2565 | 0.2048 | 532236.3405 | NZST | 0.019582 | 10422.3936 | Simple method | 9110.3212
2021-03-01 | UNI_HV | Simple method region | 2598810.2565 | 0.2048 | 532236.3405 | OMVP | 8.8405e-07 | 0.47052 | Simple method | 0.41129
2021-03-01 | UNI_HV | Simple method region | 2598810.2565 | 0.2048 | 532236.3405 | ORON | 1.6224e-08 | 0.0086353 | Simple method | 0.0075482
2021-03-01 | UNI_HV | Simple method region | 2598810.2565 | 0.2048 | 532236.3405 | PANP | 2.5715e-08 | 0.013686 | Simple method | 0.011963
2021-03-01 | UNI_HV | Simple method region | 2598810.2565 | 0.2048 | 532236.3405 | POCO | 0.0017005 | 905.0553 | Simple method | 791.1182
2021-03-01 | UNI_HV | Simple method region | 2598810.2565 | 0.2048 | 532236.3405 | POWN | 0.00010046 | 53.47 | Simple method | 46.7386
2021-03-01 | UNI_HV | Simple method region | 2598810.2565 | 0.2048 | 532236.3405 | RAYN | 9.846e-12 | 5.2404e-06 | Simple method | 4.5807e-06
2021-03-01 | UNI_HV | Simple method region | 2598810.2565 | 0.2048 | 532236.3405 | SCAN | 9.1876e-07 | 0.489 | Simple method | 0.42744
2021-03-01 | UNI_HV | Simple method region | 2598810.2565 | 0.2048 | 532236.3405 | SCGL | 0.0017363 | 924.1316 | Simple method | 807.7929
2021-03-01 | UNI_HV | Simple method region | 2598810.2565 | 0.2048 | 532236.3405 | SHPK | 1.9043e-05 | 10.1356 | Simple method | 8.8596
2021-03-01 | UNI_HV | Simple method region | 2598810.2565 | 0.2048 | 532236.3405 | SKOG | 0.0016254 | 865.111 | Simple method | 756.2024
2021-03-01 | UNI_HV | Simple method region | 2598810.2565 | 0.2048 | 532236.3405 | SOLE | 4.0627e-14 | 2.1623e-08 | Simple method | 1.8901e-08
2021-03-01 | UNI_HV | Simple method region | 2598810.2565 | 0.2048 | 532236.3405 | SOU2 | 0.00017429 | 92.7609 | Simple method | 81.0832
2021-03-01 | UNI_HV | Simple method region | 2598810.2565 | 0.2048 | 532236.3405 | TARW | 0.011238 | 5981.28 | Simple method | 5228.2983
2021-03-01 | UNI_HV | Simple method region | 2598810.2565 | 0.2048 | 532236.3405 | TASM | 2.7606e-09 | 0.0014693 | Simple method | 0.0012843
2021-03-01 | UNI_HV | Simple method region | 2598810.2565 | 0.2048 | 532236.3405 | TBOP | 2.6441e-05 | 14.0728 | Simple method | 12.3012
2021-03-01 | UNI_HV | Simple method region | 2598810.2565 | 0.2048 | 532236.3405 | TOD3 | 0.00013887 | 73.9098 | Simple method | 64.6054
2021-03-01 | UNI_HV | Simple method region | 2598810.2565 | 0.2048 | 532236.3405 | TOPE | 0.0075127 | 3998.5377 | Simple method | 3495.1628
2021-03-01 | UNI_HV | Simple method region | 2598810.2565 | 0.2048 | 532236.3405 | TRNZ | 0.0013781 | 733.4498 | Simple method | 641.116
2021-03-01 | UNI_HV | Simple method region | 2598810.2565 | 0.2048 | 532236.3405 | TRUG | 0.00052225 | 277.9621 | Simple method | 242.9695
2021-03-01 | UNI_HV | Simple method region | 2598810.2565 | 0.2048 | 532236.3405 | UNET | 0.0025613 | 1363.2237 | Simple method | 1191.6078
2021-03-01 | UNI_HV | Simple method region | 2598810.2565 | 0.2048 | 532236.3405 | UNIS | 0.005841 | 3108.7675 | Simple method | 2717.4056
2021-03-01 | UNI_HV | Simple method region | 2598810.2565 | 0.2048 | 532236.3405 | VECT | 0.40679 | 216506.0137 | Simple method | 189250.1281
2021-03-01 | UNI_HV | Simple method region | 2598810.2565 | 0.2048 | 532236.3405 | WAIP | 0.00064025 | 340.764 | Simple method | 297.8653
2021-03-01 | UNI_HV | Simple method region | 2598810.2565 | 0.2048 | 532236.3405 | WATA | 1.1003e-09 | 0.00058565 | Simple method | 0.00051192
2021-03-01 | UNI_HV | Simple method region | 2598810.2565 | 0.2048 | 532236.3405 | WAV1 | 0.011554 | 6149.2005 | Simple method | 5375.0793
2021-03-01 | UNI_HV | Simple method region | 2598810.2565 | 0.2048 | 532236.3405 | WELE | 0.0024579 | 1308.1858 | Simple method | 1143.4987
2021-03-01 | UNI_HV | Simple method region | 2598810.2565 | 0.2048 | 532236.3405 | WNST | 1.4889e-08 | 0.0079247 | Simple method | 0.0069271
2021-03-01 | UNI_HV | Simple method region | 2598810.2565 | 0.2048 | 532236.3405 | WPOW | 6.4153e-10 | 0.00034144 | Simple method | 0.00029846
2021-03-01 | UNI_HV | Simple method region | 2598810.2565 | 0.2048 | 532236.3405 | WTOM | 0.00027177 | 144.6477 | Simple method | 126.4381
2020-04-01 | UNI_LV | Simple method region | 48458.6867 | 2.1412 | 103759.74 | ALPE | 6.3965e-09 | 0.0006637 | Simple method | 0.00058015
2020-04-01 | UNI_LV | Simple method region | 48458.6867 | 2.1412 | 103759.74 | BUEL | 3.2088e-10 | 3.3295e-05 | Simple method | 2.9103e-05
2020-04-01 | UNI_LV | Simple method region | 48458.6867 | 2.1412 | 103759.74 | CHBP | 3.2623e-06 | 0.3385 | Simple method | 0.29588
2020-04-01 | UNI_LV | Simple method region | 48458.6867 | 2.1412 | 103759.74 | COUP | 0.0016064 | 166.6794 | Simple method | 145.6962
2020-04-01 | UNI_LV | Simple method region | 48458.6867 | 2.1412 | 103759.74 | CTCT | 0.12055 | 12508.4225 | Simple method | 10933.7404
2020-04-01 | UNI_LV | Simple method region | 48458.6867 | 2.1412 | 103759.74 | DUNE | 0.00011162 | 11.5814 | Simple method | 10.1234
2020-04-01 | UNI_LV | Simple method region | 48458.6867 | 2.1412 | 103759.74 | EASH | 5.613e-09 | 0.0005824 | Simple method | 0.00050908
2020-04-01 | UNI_LV | Simple method region | 48458.6867 | 2.1412 | 103759.74 | EAST | 2.3551e-08 | 0.0024436 | Simple method | 0.002136
2020-04-01 | UNI_LV | Simple method region | 48458.6867 | 2.1412 | 103759.74 | GENE | 0.1431 | 14847.6363 | Simple method | 12978.4712
2020-04-01 | UNI_LV | Simple method region | 48458.6867 | 2.1412 | 103759.74 | HORO | 8.9764e-06 | 0.93139 | Simple method | 0.81414
2020-04-01 | UNI_LV | Simple method region | 48458.6867 | 2.1412 | 103759.74 | HRZE | 5.1516e-05 | 5.3453 | Simple method | 4.6724
2020-04-01 | UNI_LV | Simple method region | 48458.6867 | 2.1412 | 103759.74 | KIWI | 3.585e-05 | 3.7198 | Simple method | 3.2515
2020-04-01 | UNI_LV | Simple method region | 48458.6867 | 2.1412 | 103759.74 | KUPE | 1.6933e-06 | 0.17569 | Simple method | 0.15358
2020-04-01 | UNI_LV | Simple method region | 48458.6867 | 2.1412 | 103759.74 | MARL | 3.0922e-09 | 0.00032085 | Simple method | 0.00028046
2020-04-01 | UNI_LV | Simple method region | 48458.6867 | 2.1412 | 103759.74 | MELT | 6.0266e-05 | 6.2532 | Simple method | 5.466
2020-04-01 | UNI_LV | Simple method region | 48458.6867 | 2.1412 | 103759.74 | MELW | 1.4382e-06 | 0.14923 | Simple method | 0.13044
2020-04-01 | UNI_LV | Simple method region | 48458.6867 | 2.1412 | 103759.74 | MERI | 0.060686 | 6296.7888 | Simple method | 5504.0877
2020-04-01 | UNI_LV | Simple method region | 48458.6867 | 2.1412 | 103759.74 | METH | 1.3701e-06 | 0.14216 | Simple method | 0.12427
2020-04-01 | UNI_LV | Simple method region | 48458.6867 | 2.1412 | 103759.74 | MPOW | 8.0078e-09 | 0.00083089 | Simple method | 0.00072629
2020-04-01 | UNI_LV | Simple method region | 48458.6867 | 2.1412 | 103759.74 | MRPL | 0.074065 | 7684.9973 | Simple method | 6717.535
2020-04-01 | UNI_LV | Simple method region | 48458.6867 | 2.1412 | 103759.74 | MSVP | 0.019802 | 2054.636 | Simple method | 1795.9784
2020-04-01 | UNI_LV | Simple method region | 48458.6867 | 2.1412 | 103759.74 | NAPA | 0.030196 | 3133.1622 | Simple method | 2738.7292
2020-04-01 | UNI_LV | Simple method region | 48458.6867 | 2.1412 | 103759.74 | NELS | 5.8809e-10 | 6.102e-05 | Simple method | 5.3338e-05
2020-04-01 | UNI_LV | Simple method region | 48458.6867 | 2.1412 | 103759.74 | NPOW | 0.022426 | 2326.9488 | Simple method | 2034.0098
2020-04-01 | UNI_LV | Simple method region | 48458.6867 | 2.1412 | 103759.74 | NTRG | 0.01845 | 1914.3683 | Simple method | 1673.369
2020-04-01 | UNI_LV | Simple method region | 48458.6867 | 2.1412 | 103759.74 | NZAS | 2.09e-08 | 0.0021686 | Simple method | 0.0018956
2020-04-01 | UNI_LV | Simple method region | 48458.6867 | 2.1412 | 103759.74 | NZST | 0.00022586 | 23.4356 | Simple method | 20.4853
2020-04-01 | UNI_LV | Simple method region | 48458.6867 | 2.1412 | 103759.74 | OMVP | 2.1991e-06 | 0.22817 | Simple method | 0.19945
2020-04-01 | UNI_LV | Simple method region | 48458.6867 | 2.1412 | 103759.74 | ORON | 4.1219e-08 | 0.0042769 | Simple method | 0.0037385
2020-04-01 | UNI_LV | Simple method region | 48458.6867 | 2.1412 | 103759.74 | PANP | 6.2923e-08 | 0.0065288 | Simple method | 0.0057069
2020-04-01 | UNI_LV | Simple method region | 48458.6867 | 2.1412 | 103759.74 | POCO | 0.0039896 | 413.959 | Simple method | 361.8458
2020-04-01 | UNI_LV | Simple method region | 48458.6867 | 2.1412 | 103759.74 | POWN | 0.00010093 | 10.4724 | Simple method | 9.154
2020-04-01 | UNI_LV | Simple method region | 48458.6867 | 2.1412 | 103759.74 | RAYN | 2.4456e-11 | 2.5376e-06 | Simple method | 2.2181e-06
2020-04-01 | UNI_LV | Simple method region | 48458.6867 | 2.1412 | 103759.74 | SCAN | 2.2854e-06 | 0.23713 | Simple method | 0.20728
2020-04-01 | UNI_LV | Simple method region | 48458.6867 | 2.1412 | 103759.74 | SCGL | 0.0016928 | 175.6477 | Simple method | 153.5355
2020-04-01 | UNI_LV | Simple method region | 48458.6867 | 2.1412 | 103759.74 | SHPK | 6.1482e-11 | 6.3794e-06 | Simple method | 5.5763e-06
2020-04-01 | UNI_LV | Simple method region | 48458.6867 | 2.1412 | 103759.74 | SKOG | 0.001627 | 168.8186 | Simple method | 147.5661
2020-04-01 | UNI_LV | Simple method region | 48458.6867 | 2.1412 | 103759.74 | SOLE | 1.0091e-13 | 1.0471e-08 | Simple method | 9.1525e-09
2020-04-01 | UNI_LV | Simple method region | 48458.6867 | 2.1412 | 103759.74 | SOU2 | 0.00017445 | 18.1011 | Simple method | 15.8223
2020-04-01 | UNI_LV | Simple method region | 48458.6867 | 2.1412 | 103759.74 | TARW | 0.011279 | 1170.3096 | Simple method | 1022.9796
2020-04-01 | UNI_LV | Simple method region | 48458.6867 | 2.1412 | 103759.74 | TASM | 7.0083e-09 | 0.00072718 | Simple method | 0.00063564
2020-04-01 | UNI_LV | Simple method region | 48458.6867 | 2.1412 | 103759.74 | TBOP | 3.1737e-05 | 3.2931 | Simple method | 2.8785
2020-04-01 | UNI_LV | Simple method region | 48458.6867 | 2.1412 | 103759.74 | TOD3 | 0.0001667 | 17.2967 | Simple method | 15.1193
2020-04-01 | UNI_LV | Simple method region | 48458.6867 | 2.1412 | 103759.74 | TOPE | 0.0016916 | 175.5229 | Simple method | 153.4264
2020-04-01 | UNI_LV | Simple method region | 48458.6867 | 2.1412 | 103759.74 | TRNZ | 8.097e-06 | 0.84015 | Simple method | 0.73438
2020-04-01 | UNI_LV | Simple method region | 48458.6867 | 2.1412 | 103759.74 | TRUG | 0.00052724 | 54.7062 | Simple method | 47.8193
2020-04-01 | UNI_LV | Simple method region | 48458.6867 | 2.1412 | 103759.74 | UNET | 0.0025729 | 266.9627 | Simple method | 233.3548
2020-04-01 | UNI_LV | Simple method region | 48458.6867 | 2.1412 | 103759.74 | UNIS | 0.0058623 | 608.2746 | Simple method | 531.699
2020-04-01 | UNI_LV | Simple method region | 48458.6867 | 2.1412 | 103759.74 | VECT | 0.46227 | 47964.7966 | Simple method | 41926.5208
2020-04-01 | UNI_LV | Simple method region | 48458.6867 | 2.1412 | 103759.74 | WAIP | 0.0016022 | 166.2482 | Simple method | 145.3193
2020-04-01 | UNI_LV | Simple method region | 48458.6867 | 2.1412 | 103759.74 | WATA | 2.7883e-09 | 0.00028931 | Simple method | 0.00025289
2020-04-01 | UNI_LV | Simple method region | 48458.6867 | 2.1412 | 103759.74 | WAV1 | 0.011596 | 1203.1652 | Simple method | 1051.6991
2020-04-01 | UNI_LV | Simple method region | 48458.6867 | 2.1412 | 103759.74 | WELE | 0.0027462 | 284.9496 | Simple method | 249.0774
2020-04-01 | UNI_LV | Simple method region | 48458.6867 | 2.1412 | 103759.74 | WNST | 3.6451e-08 | 0.0037821 | Simple method | 0.003306
2020-04-01 | UNI_LV | Simple method region | 48458.6867 | 2.1412 | 103759.74 | WPOW | 1.6299e-09 | 0.00016912 | Simple method | 0.00014783
2020-04-01 | UNI_LV | Simple method region | 48458.6867 | 2.1412 | 103759.74 | WTOM | 0.00067633 | 70.1756 | Simple method | 61.3412
2020-05-01 | UNI_LV | Simple method region | 256483.6455 | 0.3989 | 102311.3262 | ALPE | 6.3965e-09 | 0.00065444 | Simple method | 0.00057205
2020-05-01 | UNI_LV | Simple method region | 256483.6455 | 0.3989 | 102311.3262 | BUEL | 3.2088e-10 | 3.283e-05 | Simple method | 2.8697e-05
2020-05-01 | UNI_LV | Simple method region | 256483.6455 | 0.3989 | 102311.3262 | CHBP | 3.2623e-06 | 0.33377 | Simple method | 0.29175
2020-05-01 | UNI_LV | Simple method region | 256483.6455 | 0.3989 | 102311.3262 | COUP | 0.0016064 | 164.3527 | Simple method | 143.6624
2020-05-01 | UNI_LV | Simple method region | 256483.6455 | 0.3989 | 102311.3262 | CTCT | 0.12055 | 12333.8136 | Simple method | 10781.113
2020-05-01 | UNI_LV | Simple method region | 256483.6455 | 0.3989 | 102311.3262 | DUNE | 0.00011162 | 11.4197 | Simple method | 9.9821
2020-05-01 | UNI_LV | Simple method region | 256483.6455 | 0.3989 | 102311.3262 | EASH | 5.613e-09 | 0.00057427 | Simple method | 0.00050198
2020-05-01 | UNI_LV | Simple method region | 256483.6455 | 0.3989 | 102311.3262 | EAST | 2.3551e-08 | 0.0024095 | Simple method | 0.0021062
2020-05-01 | UNI_LV | Simple method region | 256483.6455 | 0.3989 | 102311.3262 | GENE | 0.1431 | 14640.3736 | Simple method | 12797.3008
2020-05-01 | UNI_LV | Simple method region | 256483.6455 | 0.3989 | 102311.3262 | HORO | 8.9764e-06 | 0.91839 | Simple method | 0.80277
2020-05-01 | UNI_LV | Simple method region | 256483.6455 | 0.3989 | 102311.3262 | HRZE | 5.1516e-05 | 5.2707 | Simple method | 4.6072
2020-05-01 | UNI_LV | Simple method region | 256483.6455 | 0.3989 | 102311.3262 | KIWI | 3.585e-05 | 3.6679 | Simple method | 3.2061
2020-05-01 | UNI_LV | Simple method region | 256483.6455 | 0.3989 | 102311.3262 | KUPE | 1.6933e-06 | 0.17324 | Simple method | 0.15143
2020-05-01 | UNI_LV | Simple method region | 256483.6455 | 0.3989 | 102311.3262 | MARL | 3.0922e-09 | 0.00031637 | Simple method | 0.00027654
2020-05-01 | UNI_LV | Simple method region | 256483.6455 | 0.3989 | 102311.3262 | MELT | 6.0266e-05 | 6.1659 | Simple method | 5.3897
2020-05-01 | UNI_LV | Simple method region | 256483.6455 | 0.3989 | 102311.3262 | MELW | 1.4382e-06 | 0.14715 | Simple method | 0.12862
2020-05-01 | UNI_LV | Simple method region | 256483.6455 | 0.3989 | 102311.3262 | MERI | 0.060686 | 6208.89 | Simple method | 5427.2545
2020-05-01 | UNI_LV | Simple method region | 256483.6455 | 0.3989 | 102311.3262 | METH | 1.3701e-06 | 0.14018 | Simple method | 0.12253
2020-05-01 | UNI_LV | Simple method region | 256483.6455 | 0.3989 | 102311.3262 | MPOW | 8.0078e-09 | 0.00081929 | Simple method | 0.00071615
2020-05-01 | UNI_LV | Simple method region | 256483.6455 | 0.3989 | 102311.3262 | MRPL | 0.074065 | 7577.7201 | Simple method | 6623.7629
2020-05-01 | UNI_LV | Simple method region | 256483.6455 | 0.3989 | 102311.3262 | MSVP | 0.019802 | 2025.9548 | Simple method | 1770.9078
2020-05-01 | UNI_LV | Simple method region | 256483.6455 | 0.3989 | 102311.3262 | NAPA | 0.030196 | 3089.4254 | Simple method | 2700.4985
2020-05-01 | UNI_LV | Simple method region | 256483.6455 | 0.3989 | 102311.3262 | NELS | 5.8809e-10 | 6.0169e-05 | Simple method | 5.2594e-05
2020-05-01 | UNI_LV | Simple method region | 256483.6455 | 0.3989 | 102311.3262 | NPOW | 0.022426 | 2294.4662 | Simple method | 2005.6164
2020-05-01 | UNI_LV | Simple method region | 256483.6455 | 0.3989 | 102311.3262 | NTRG | 0.01845 | 1887.6451 | Simple method | 1650.0099
2020-05-01 | UNI_LV | Simple method region | 256483.6455 | 0.3989 | 102311.3262 | NZAS | 2.09e-08 | 0.0021383 | Simple method | 0.0018692
2020-05-01 | UNI_LV | Simple method region | 256483.6455 | 0.3989 | 102311.3262 | NZST | 0.00022586 | 23.1084 | Simple method | 20.1993
2020-05-01 | UNI_LV | Simple method region | 256483.6455 | 0.3989 | 102311.3262 | OMVP | 2.1991e-06 | 0.22499 | Simple method | 0.19666
2020-05-01 | UNI_LV | Simple method region | 256483.6455 | 0.3989 | 102311.3262 | ORON | 4.1219e-08 | 0.0042172 | Simple method | 0.0036863
2020-05-01 | UNI_LV | Simple method region | 256483.6455 | 0.3989 | 102311.3262 | PANP | 6.2923e-08 | 0.0064377 | Simple method | 0.0056273
2020-05-01 | UNI_LV | Simple method region | 256483.6455 | 0.3989 | 102311.3262 | POCO | 0.0039896 | 408.1804 | Simple method | 356.7947
2020-05-01 | UNI_LV | Simple method region | 256483.6455 | 0.3989 | 102311.3262 | POWN | 0.00010093 | 10.3262 | Simple method | 9.0262
2020-05-01 | UNI_LV | Simple method region | 256483.6455 | 0.3989 | 102311.3262 | RAYN | 2.4456e-11 | 2.5022e-06 | Simple method | 2.1872e-06
2020-05-01 | UNI_LV | Simple method region | 256483.6455 | 0.3989 | 102311.3262 | SCAN | 2.2854e-06 | 0.23382 | Simple method | 0.20439
2020-05-01 | UNI_LV | Simple method region | 256483.6455 | 0.3989 | 102311.3262 | SCGL | 0.0016928 | 173.1958 | Simple method | 151.3922
2020-05-01 | UNI_LV | Simple method region | 256483.6455 | 0.3989 | 102311.3262 | SHPK | 6.1482e-11 | 6.2903e-06 | Simple method | 5.4985e-06
2020-05-01 | UNI_LV | Simple method region | 256483.6455 | 0.3989 | 102311.3262 | SKOG | 0.001627 | 166.462 | Simple method | 145.5062
2020-05-01 | UNI_LV | Simple method region | 256483.6455 | 0.3989 | 102311.3262 | SOLE | 1.0091e-13 | 1.0325e-08 | Simple method | 9.0248e-09
2020-05-01 | UNI_LV | Simple method region | 256483.6455 | 0.3989 | 102311.3262 | SOU2 | 0.00017445 | 17.8484 | Simple method | 15.6015
2020-05-01 | UNI_LV | Simple method region | 256483.6455 | 0.3989 | 102311.3262 | TARW | 0.011279 | 1153.9729 | Simple method | 1008.6995
2020-05-01 | UNI_LV | Simple method region | 256483.6455 | 0.3989 | 102311.3262 | TASM | 7.0083e-09 | 0.00071703 | Simple method | 0.00062677
2020-05-01 | UNI_LV | Simple method region | 256483.6455 | 0.3989 | 102311.3262 | TBOP | 3.1737e-05 | 3.2471 | Simple method | 2.8383
2020-05-01 | UNI_LV | Simple method region | 256483.6455 | 0.3989 | 102311.3262 | TOD3 | 0.0001667 | 17.0553 | Simple method | 14.9082
2020-05-01 | UNI_LV | Simple method region | 256483.6455 | 0.3989 | 102311.3262 | TOPE | 0.0016916 | 173.0728 | Simple method | 151.2847
2020-05-01 | UNI_LV | Simple method region | 256483.6455 | 0.3989 | 102311.3262 | TRNZ | 8.097e-06 | 0.82842 | Simple method | 0.72413
2020-05-01 | UNI_LV | Simple method region | 256483.6455 | 0.3989 | 102311.3262 | TRUG | 0.00052724 | 53.9426 | Simple method | 47.1518
2020-05-01 | UNI_LV | Simple method region | 256483.6455 | 0.3989 | 102311.3262 | UNET | 0.0025729 | 263.2361 | Simple method | 230.0974
2020-05-01 | UNI_LV | Simple method region | 256483.6455 | 0.3989 | 102311.3262 | UNIS | 0.0058623 | 599.7835 | Simple method | 524.2769
2020-05-01 | UNI_LV | Simple method region | 256483.6455 | 0.3989 | 102311.3262 | VECT | 0.46227 | 47295.2414 | Simple method | 41341.2558
2020-05-01 | UNI_LV | Simple method region | 256483.6455 | 0.3989 | 102311.3262 | WAIP | 0.0016022 | 163.9275 | Simple method | 143.2907
2020-05-01 | UNI_LV | Simple method region | 256483.6455 | 0.3989 | 102311.3262 | WATA | 2.7883e-09 | 0.00028527 | Simple method | 0.00024936
2020-05-01 | UNI_LV | Simple method region | 256483.6455 | 0.3989 | 102311.3262 | WAV1 | 0.011596 | 1186.3699 | Simple method | 1037.0181
2020-05-01 | UNI_LV | Simple method region | 256483.6455 | 0.3989 | 102311.3262 | WELE | 0.0027462 | 280.9719 | Simple method | 245.6005
2020-05-01 | UNI_LV | Simple method region | 256483.6455 | 0.3989 | 102311.3262 | WNST | 3.6451e-08 | 0.0037293 | Simple method | 0.0032598
2020-05-01 | UNI_LV | Simple method region | 256483.6455 | 0.3989 | 102311.3262 | WPOW | 1.6299e-09 | 0.00016676 | Simple method | 0.00014577
2020-05-01 | UNI_LV | Simple method region | 256483.6455 | 0.3989 | 102311.3262 | WTOM | 0.00067633 | 69.196 | Simple method | 60.4849
2020-06-01 | UNI_LV | Simple method region | 311759.3843 | 0.4449 | 138701.7501 | ALPE | 6.3965e-09 | 0.00088721 | Simple method | 0.00077552
2020-06-01 | UNI_LV | Simple method region | 311759.3843 | 0.4449 | 138701.7501 | BUEL | 3.2088e-10 | 4.4507e-05 | Simple method | 3.8904e-05
2020-06-01 | UNI_LV | Simple method region | 311759.3843 | 0.4449 | 138701.7501 | CHBP | 3.2623e-06 | 0.45249 | Simple method | 0.39552
2020-06-01 | UNI_LV | Simple method region | 311759.3843 | 0.4449 | 138701.7501 | COUP | 0.0016064 | 222.8102 | Simple method | 194.7607
2020-06-01 | UNI_LV | Simple method region | 311759.3843 | 0.4449 | 138701.7501 | CTCT | 0.12055 | 16720.7444 | Simple method | 14615.7742
2020-06-01 | UNI_LV | Simple method region | 311759.3843 | 0.4449 | 138701.7501 | DUNE | 0.00011162 | 15.4815 | Simple method | 13.5325
2020-06-01 | UNI_LV | Simple method region | 311759.3843 | 0.4449 | 138701.7501 | EASH | 5.613e-09 | 0.00077853 | Simple method | 0.00068052
2020-06-01 | UNI_LV | Simple method region | 311759.3843 | 0.4449 | 138701.7501 | EAST | 2.3551e-08 | 0.0032666 | Simple method | 0.0028553
2020-06-01 | UNI_LV | Simple method region | 311759.3843 | 0.4449 | 138701.7501 | GENE | 0.1431 | 19847.7092 | Simple method | 17349.0862
2020-06-01 | UNI_LV | Simple method region | 311759.3843 | 0.4449 | 138701.7501 | HORO | 8.9764e-06 | 1.245 | Simple method | 1.0883
2020-06-01 | UNI_LV | Simple method region | 311759.3843 | 0.4449 | 138701.7501 | HRZE | 5.1516e-05 | 7.1454 | Simple method | 6.2459
2020-06-01 | UNI_LV | Simple method region | 311759.3843 | 0.4449 | 138701.7501 | KIWI | 3.585e-05 | 4.9724 | Simple method | 4.3465
2020-06-01 | UNI_LV | Simple method region | 311759.3843 | 0.4449 | 138701.7501 | KUPE | 1.6933e-06 | 0.23486 | Simple method | 0.20529
2020-06-01 | UNI_LV | Simple method region | 311759.3843 | 0.4449 | 138701.7501 | MARL | 3.0922e-09 | 0.00042889 | Simple method | 0.0003749
2020-06-01 | UNI_LV | Simple method region | 311759.3843 | 0.4449 | 138701.7501 | MELT | 6.0266e-05 | 8.359 | Simple method | 7.3067
2020-06-01 | UNI_LV | Simple method region | 311759.3843 | 0.4449 | 138701.7501 | MELW | 1.4382e-06 | 0.19949 | Simple method | 0.17437
2020-06-01 | UNI_LV | Simple method region | 311759.3843 | 0.4449 | 138701.7501 | MERI | 0.060686 | 8417.2881 | Simple method | 7357.6379
2020-06-01 | UNI_LV | Simple method region | 311759.3843 | 0.4449 | 138701.7501 | METH | 1.3701e-06 | 0.19004 | Simple method | 0.16611
2020-06-01 | UNI_LV | Simple method region | 311759.3843 | 0.4449 | 138701.7501 | MPOW | 8.0078e-09 | 0.0011107 | Simple method | 0.00097088
2020-06-01 | UNI_LV | Simple method region | 311759.3843 | 0.4449 | 138701.7501 | MRPL | 0.074065 | 10272.9881 | Simple method | 8979.7243
2020-06-01 | UNI_LV | Simple method region | 311759.3843 | 0.4449 | 138701.7501 | MSVP | 0.019802 | 2746.5529 | Simple method | 2400.7901
2020-06-01 | UNI_LV | Simple method region | 311759.3843 | 0.4449 | 138701.7501 | NAPA | 0.030196 | 4188.2823 | Simple method | 3661.0205
2020-06-01 | UNI_LV | Simple method region | 311759.3843 | 0.4449 | 138701.7501 | NELS | 5.8809e-10 | 8.1569e-05 | Simple method | 7.1301e-05
2020-06-01 | UNI_LV | Simple method region | 311759.3843 | 0.4449 | 138701.7501 | NPOW | 0.022426 | 3110.5693 | Simple method | 2718.9806
2020-06-01 | UNI_LV | Simple method region | 311759.3843 | 0.4449 | 138701.7501 | NTRG | 0.01845 | 2559.0488 | Simple method | 2236.8908
2020-06-01 | UNI_LV | Simple method region | 311759.3843 | 0.4449 | 138701.7501 | NZAS | 2.09e-08 | 0.0028989 | Simple method | 0.002534
2020-06-01 | UNI_LV | Simple method region | 311759.3843 | 0.4449 | 138701.7501 | NZST | 0.00022586 | 31.3277 | Simple method | 27.3839
2020-06-01 | UNI_LV | Simple method region | 311759.3843 | 0.4449 | 138701.7501 | OMVP | 2.1991e-06 | 0.30501 | Simple method | 0.26661
2020-06-01 | UNI_LV | Simple method region | 311759.3843 | 0.4449 | 138701.7501 | ORON | 4.1219e-08 | 0.0057172 | Simple method | 0.0049975
2020-06-01 | UNI_LV | Simple method region | 311759.3843 | 0.4449 | 138701.7501 | PANP | 6.2923e-08 | 0.0087275 | Simple method | 0.0076288
2020-06-01 | UNI_LV | Simple method region | 311759.3843 | 0.4449 | 138701.7501 | POCO | 0.0039896 | 553.3633 | Simple method | 483.7005
2020-06-01 | UNI_LV | Simple method region | 311759.3843 | 0.4449 | 138701.7501 | POWN | 0.00010093 | 13.999 | Simple method | 12.2367
2020-06-01 | UNI_LV | Simple method region | 311759.3843 | 0.4449 | 138701.7501 | RAYN | 2.4456e-11 | 3.3922e-06 | Simple method | 2.9651e-06
2020-06-01 | UNI_LV | Simple method region | 311759.3843 | 0.4449 | 138701.7501 | SCAN | 2.2854e-06 | 0.31699 | Simple method | 0.27708
2020-06-01 | UNI_LV | Simple method region | 311759.3843 | 0.4449 | 138701.7501 | SCGL | 0.0016928 | 234.7987 | Simple method | 205.2399
2020-06-01 | UNI_LV | Simple method region | 311759.3843 | 0.4449 | 138701.7501 | SHPK | 6.1482e-11 | 8.5277e-06 | Simple method | 7.4542e-06
2020-06-01 | UNI_LV | Simple method region | 311759.3843 | 0.4449 | 138701.7501 | SKOG | 0.001627 | 225.6698 | Simple method | 197.2603
2020-06-01 | UNI_LV | Simple method region | 311759.3843 | 0.4449 | 138701.7501 | SOLE | 1.0091e-13 | 1.3997e-08 | Simple method | 1.2235e-08
2020-06-01 | UNI_LV | Simple method region | 311759.3843 | 0.4449 | 138701.7501 | SOU2 | 0.00017445 | 24.1968 | Simple method | 21.1507
2020-06-01 | UNI_LV | Simple method region | 311759.3843 | 0.4449 | 138701.7501 | TARW | 0.011279 | 1564.4217 | Simple method | 1367.477
2020-06-01 | UNI_LV | Simple method region | 311759.3843 | 0.4449 | 138701.7501 | TASM | 7.0083e-09 | 0.00097207 | Simple method | 0.0008497
2020-06-01 | UNI_LV | Simple method region | 311759.3843 | 0.4449 | 138701.7501 | TBOP | 3.1737e-05 | 4.402 | Simple method | 3.8478
2020-06-01 | UNI_LV | Simple method region | 311759.3843 | 0.4449 | 138701.7501 | TOD3 | 0.0001667 | 23.1216 | Simple method | 20.2108
2020-06-01 | UNI_LV | Simple method region | 311759.3843 | 0.4449 | 138701.7501 | TOPE | 0.0016916 | 234.6319 | Simple method | 205.0941
2020-06-01 | UNI_LV | Simple method region | 311759.3843 | 0.4449 | 138701.7501 | TRNZ | 8.097e-06 | 1.1231 | Simple method | 0.98169
2020-06-01 | UNI_LV | Simple method region | 311759.3843 | 0.4449 | 138701.7501 | TRUG | 0.00052724 | 73.129 | Simple method | 63.9229
2020-06-01 | UNI_LV | Simple method region | 311759.3843 | 0.4449 | 138701.7501 | UNET | 0.0025729 | 356.8647 | Simple method | 311.9391
2020-06-01 | UNI_LV | Simple method region | 311759.3843 | 0.4449 | 138701.7501 | UNIS | 0.0058623 | 813.1164 | Simple method | 710.7534
2020-06-01 | UNI_LV | Simple method region | 311759.3843 | 0.4449 | 138701.7501 | VECT | 0.46227 | 64117.366 | Simple method | 56045.6475
2020-06-01 | UNI_LV | Simple method region | 311759.3843 | 0.4449 | 138701.7501 | WAIP | 0.0016022 | 222.2338 | Simple method | 194.2568
2020-06-01 | UNI_LV | Simple method region | 311759.3843 | 0.4449 | 138701.7501 | WATA | 2.7883e-09 | 0.00038674 | Simple method | 0.00033805
2020-06-01 | UNI_LV | Simple method region | 311759.3843 | 0.4449 | 138701.7501 | WAV1 | 0.011596 | 1608.3418 | Simple method | 1405.8681
2020-06-01 | UNI_LV | Simple method region | 311759.3843 | 0.4449 | 138701.7501 | WELE | 0.0027462 | 380.9089 | Simple method | 332.9564
2020-06-01 | UNI_LV | Simple method region | 311759.3843 | 0.4449 | 138701.7501 | WNST | 3.6451e-08 | 0.0050558 | Simple method | 0.0044193
2020-06-01 | UNI_LV | Simple method region | 311759.3843 | 0.4449 | 138701.7501 | WPOW | 1.6299e-09 | 0.00022607 | Simple method | 0.00019761
2020-06-01 | UNI_LV | Simple method region | 311759.3843 | 0.4449 | 138701.7501 | WTOM | 0.00067633 | 93.8078 | Simple method | 81.9984
2020-07-01 | UNI_LV | Simple method region | 257016.0256 | 0.5722 | 147064.5699 | ALPE | 6.3965e-09 | 0.0009407 | Simple method | 0.00082228
2020-07-01 | UNI_LV | Simple method region | 257016.0256 | 0.5722 | 147064.5699 | BUEL | 3.2088e-10 | 4.719e-05 | Simple method | 4.1249e-05
2020-07-01 | UNI_LV | Simple method region | 257016.0256 | 0.5722 | 147064.5699 | CHBP | 3.2623e-06 | 0.47977 | Simple method | 0.41937
2020-07-01 | UNI_LV | Simple method region | 257016.0256 | 0.5722 | 147064.5699 | COUP | 0.0016064 | 236.2442 | Simple method | 206.5035
2020-07-01 | UNI_LV | Simple method region | 257016.0256 | 0.5722 | 147064.5699 | CTCT | 0.12055 | 17728.8973 | Simple method | 15497.011
2020-07-01 | UNI_LV | Simple method region | 257016.0256 | 0.5722 | 147064.5699 | DUNE | 0.00011162 | 16.4149 | Simple method | 14.3484
2020-07-01 | UNI_LV | Simple method region | 257016.0256 | 0.5722 | 147064.5699 | EASH | 5.613e-09 | 0.00082547 | Simple method | 0.00072155
2020-07-01 | UNI_LV | Simple method region | 257016.0256 | 0.5722 | 147064.5699 | EAST | 2.3551e-08 | 0.0034635 | Simple method | 0.0030275
2020-07-01 | UNI_LV | Simple method region | 257016.0256 | 0.5722 | 147064.5699 | GENE | 0.1431 | 21044.3978 | Simple method | 18395.1241
2020-07-01 | UNI_LV | Simple method region | 257016.0256 | 0.5722 | 147064.5699 | HORO | 8.9764e-06 | 1.3201 | Simple method | 1.1539
2020-07-01 | UNI_LV | Simple method region | 257016.0256 | 0.5722 | 147064.5699 | HRZE | 5.1516e-05 | 7.5762 | Simple method | 6.6225
2020-07-01 | UNI_LV | Simple method region | 257016.0256 | 0.5722 | 147064.5699 | KIWI | 3.585e-05 | 5.2723 | Simple method | 4.6085
2020-07-01 | UNI_LV | Simple method region | 257016.0256 | 0.5722 | 147064.5699 | KUPE | 1.6933e-06 | 0.24902 | Simple method | 0.21767
2020-07-01 | UNI_LV | Simple method region | 257016.0256 | 0.5722 | 147064.5699 | MARL | 3.0922e-09 | 0.00045475 | Simple method | 0.00039751
2020-07-01 | UNI_LV | Simple method region | 257016.0256 | 0.5722 | 147064.5699 | MELT | 6.0266e-05 | 8.863 | Simple method | 7.7472
2020-07-01 | UNI_LV | Simple method region | 257016.0256 | 0.5722 | 147064.5699 | MELW | 1.4382e-06 | 0.21151 | Simple method | 0.18489
2020-07-01 | UNI_LV | Simple method region | 257016.0256 | 0.5722 | 147064.5699 | MERI | 0.060686 | 8924.7962 | Simple method | 7801.2559
2020-07-01 | UNI_LV | Simple method region | 257016.0256 | 0.5722 | 147064.5699 | METH | 1.3701e-06 | 0.20149 | Simple method | 0.17613
2020-07-01 | UNI_LV | Simple method region | 257016.0256 | 0.5722 | 147064.5699 | MPOW | 8.0078e-09 | 0.0011777 | Simple method | 0.0010294
2020-07-01 | UNI_LV | Simple method region | 257016.0256 | 0.5722 | 147064.5699 | MRPL | 0.074065 | 10892.3829 | Simple method | 9521.1437
2020-07-01 | UNI_LV | Simple method region | 257016.0256 | 0.5722 | 147064.5699 | MSVP | 0.019802 | 2912.1523 | Simple method | 2545.5422
2020-07-01 | UNI_LV | Simple method region | 257016.0256 | 0.5722 | 147064.5699 | NAPA | 0.030196 | 4440.8086 | Simple method | 3881.7564
2020-07-01 | UNI_LV | Simple method region | 257016.0256 | 0.5722 | 147064.5699 | NELS | 5.8809e-10 | 8.6488e-05 | Simple method | 7.56e-05
2020-07-01 | UNI_LV | Simple method region | 257016.0256 | 0.5722 | 147064.5699 | NPOW | 0.022426 | 3298.1166 | Simple method | 2882.9175
2020-07-01 | UNI_LV | Simple method region | 257016.0256 | 0.5722 | 147064.5699 | NTRG | 0.01845 | 2713.3429 | Simple method | 2371.7609
2020-07-01 | UNI_LV | Simple method region | 257016.0256 | 0.5722 | 147064.5699 | NZAS | 2.09e-08 | 0.0030737 | Simple method | 0.0026868
2020-07-01 | UNI_LV | Simple method region | 257016.0256 | 0.5722 | 147064.5699 | NZST | 0.00022586 | 33.2166 | Simple method | 29.035
2020-07-01 | UNI_LV | Simple method region | 257016.0256 | 0.5722 | 147064.5699 | OMVP | 2.1991e-06 | 0.3234 | Simple method | 0.28269
2020-07-01 | UNI_LV | Simple method region | 257016.0256 | 0.5722 | 147064.5699 | ORON | 4.1219e-08 | 0.0060619 | Simple method | 0.0052988
2020-07-01 | UNI_LV | Simple method region | 257016.0256 | 0.5722 | 147064.5699 | PANP | 6.2923e-08 | 0.0092537 | Simple method | 0.0080888
2020-07-01 | UNI_LV | Simple method region | 257016.0256 | 0.5722 | 147064.5699 | POCO | 0.0039896 | 586.7275 | Simple method | 512.8646
2020-07-01 | UNI_LV | Simple method region | 257016.0256 | 0.5722 | 147064.5699 | POWN | 0.00010093 | 14.8431 | Simple method | 12.9745
2020-07-01 | UNI_LV | Simple method region | 257016.0256 | 0.5722 | 147064.5699 | RAYN | 2.4456e-11 | 3.5967e-06 | Simple method | 3.1439e-06
2020-07-01 | UNI_LV | Simple method region | 257016.0256 | 0.5722 | 147064.5699 | SCAN | 2.2854e-06 | 0.3361 | Simple method | 0.29379
2020-07-01 | UNI_LV | Simple method region | 257016.0256 | 0.5722 | 147064.5699 | SCGL | 0.0016928 | 248.9555 | Simple method | 217.6146
2020-07-01 | UNI_LV | Simple method region | 257016.0256 | 0.5722 | 147064.5699 | SHPK | 6.1482e-11 | 9.0419e-06 | Simple method | 7.9036e-06
2020-07-01 | UNI_LV | Simple method region | 257016.0256 | 0.5722 | 147064.5699 | SKOG | 0.001627 | 239.2762 | Simple method | 209.1538
2020-07-01 | UNI_LV | Simple method region | 257016.0256 | 0.5722 | 147064.5699 | SOLE | 1.0091e-13 | 1.4841e-08 | Simple method | 1.2972e-08
2020-07-01 | UNI_LV | Simple method region | 257016.0256 | 0.5722 | 147064.5699 | SOU2 | 0.00017445 | 25.6557 | Simple method | 22.4259
2020-07-01 | UNI_LV | Simple method region | 257016.0256 | 0.5722 | 147064.5699 | TARW | 0.011279 | 1658.7462 | Simple method | 1449.9271
2020-07-01 | UNI_LV | Simple method region | 257016.0256 | 0.5722 | 147064.5699 | TASM | 7.0083e-09 | 0.0010307 | Simple method | 0.00090093
2020-07-01 | UNI_LV | Simple method region | 257016.0256 | 0.5722 | 147064.5699 | TBOP | 3.1737e-05 | 4.6674 | Simple method | 4.0798
2020-07-01 | UNI_LV | Simple method region | 257016.0256 | 0.5722 | 147064.5699 | TOD3 | 0.0001667 | 24.5156 | Simple method | 21.4294
2020-07-01 | UNI_LV | Simple method region | 257016.0256 | 0.5722 | 147064.5699 | TOPE | 0.0016916 | 248.7786 | Simple method | 217.46
2020-07-01 | UNI_LV | Simple method region | 257016.0256 | 0.5722 | 147064.5699 | TRNZ | 8.097e-06 | 1.1908 | Simple method | 1.0409
2020-07-01 | UNI_LV | Simple method region | 257016.0256 | 0.5722 | 147064.5699 | TRUG | 0.00052724 | 77.5383 | Simple method | 67.777
2020-07-01 | UNI_LV | Simple method region | 257016.0256 | 0.5722 | 147064.5699 | UNET | 0.0025729 | 378.3814 | Simple method | 330.747
2020-07-01 | UNI_LV | Simple method region | 257016.0256 | 0.5722 | 147064.5699 | UNIS | 0.0058623 | 862.1421 | Simple method | 753.6072
2020-07-01 | UNI_LV | Simple method region | 257016.0256 | 0.5722 | 147064.5699 | VECT | 0.46227 | 67983.2291 | Simple method | 59424.8381
2020-07-01 | UNI_LV | Simple method region | 257016.0256 | 0.5722 | 147064.5699 | WAIP | 0.0016022 | 235.633 | Simple method | 205.9693
2020-07-01 | UNI_LV | Simple method region | 257016.0256 | 0.5722 | 147064.5699 | WATA | 2.7883e-09 | 0.00041006 | Simple method | 0.00035844
2020-07-01 | UNI_LV | Simple method region | 257016.0256 | 0.5722 | 147064.5699 | WAV1 | 0.011596 | 1705.3144 | Simple method | 1490.6328
2020-07-01 | UNI_LV | Simple method region | 257016.0256 | 0.5722 | 147064.5699 | WELE | 0.0027462 | 403.8753 | Simple method | 353.0315
2020-07-01 | UNI_LV | Simple method region | 257016.0256 | 0.5722 | 147064.5699 | WNST | 3.6451e-08 | 0.0053606 | Simple method | 0.0046857
2020-07-01 | UNI_LV | Simple method region | 257016.0256 | 0.5722 | 147064.5699 | WPOW | 1.6299e-09 | 0.0002397 | Simple method | 0.00020953
2020-07-01 | UNI_LV | Simple method region | 257016.0256 | 0.5722 | 147064.5699 | WTOM | 0.00067633 | 99.4638 | Simple method | 86.9423
2020-08-01 | UNI_LV | Simple method region | 195084.7257 | 0.9035 | 176259.0497 | ALPE | 6.3965e-09 | 0.0011274 | Simple method | 0.00098551
2020-08-01 | UNI_LV | Simple method region | 195084.7257 | 0.9035 | 176259.0497 | BUEL | 3.2088e-10 | 5.6558e-05 | Simple method | 4.9438e-05
2020-08-01 | UNI_LV | Simple method region | 195084.7257 | 0.9035 | 176259.0497 | CHBP | 3.2623e-06 | 0.57501 | Simple method | 0.50262
2020-08-01 | UNI_LV | Simple method region | 195084.7257 | 0.9035 | 176259.0497 | COUP | 0.0016064 | 283.1421 | Simple method | 247.4974
2020-08-01 | UNI_LV | Simple method region | 195084.7257 | 0.9035 | 176259.0497 | CTCT | 0.12055 | 21248.3441 | Simple method | 18573.3956
2020-08-01 | UNI_LV | Simple method region | 195084.7257 | 0.9035 | 176259.0497 | DUNE | 0.00011162 | 19.6735 | Simple method | 17.1968
2020-08-01 | UNI_LV | Simple method region | 195084.7257 | 0.9035 | 176259.0497 | EASH | 5.613e-09 | 0.00098934 | Simple method | 0.00086479
2020-08-01 | UNI_LV | Simple method region | 195084.7257 | 0.9035 | 176259.0497 | EAST | 2.3551e-08 | 0.0041511 | Simple method | 0.0036285
2020-08-01 | UNI_LV | Simple method region | 195084.7257 | 0.9035 | 176259.0497 | GENE | 0.1431 | 25222.0203 | Simple method | 22046.8267
2020-08-01 | UNI_LV | Simple method region | 195084.7257 | 0.9035 | 176259.0497 | HORO | 8.9764e-06 | 1.5822 | Simple method | 1.383
2020-08-01 | UNI_LV | Simple method region | 195084.7257 | 0.9035 | 176259.0497 | HRZE | 5.1516e-05 | 9.0802 | Simple method | 7.9371
2020-08-01 | UNI_LV | Simple method region | 195084.7257 | 0.9035 | 176259.0497 | KIWI | 3.585e-05 | 6.3189 | Simple method | 5.5234
2020-08-01 | UNI_LV | Simple method region | 195084.7257 | 0.9035 | 176259.0497 | KUPE | 1.6933e-06 | 0.29845 | Simple method | 0.26088
2020-08-01 | UNI_LV | Simple method region | 195084.7257 | 0.9035 | 176259.0497 | MARL | 3.0922e-09 | 0.00054503 | Simple method | 0.00047642
2020-08-01 | UNI_LV | Simple method region | 195084.7257 | 0.9035 | 176259.0497 | MELT | 6.0266e-05 | 10.6224 | Simple method | 9.2852
2020-08-01 | UNI_LV | Simple method region | 195084.7257 | 0.9035 | 176259.0497 | MELW | 1.4382e-06 | 0.2535 | Simple method | 0.22159
2020-08-01 | UNI_LV | Simple method region | 195084.7257 | 0.9035 | 176259.0497 | MERI | 0.060686 | 10696.4995 | Simple method | 9349.92
2020-08-01 | UNI_LV | Simple method region | 195084.7257 | 0.9035 | 176259.0497 | METH | 1.3701e-06 | 0.24149 | Simple method | 0.21109
2020-08-01 | UNI_LV | Simple method region | 195084.7257 | 0.9035 | 176259.0497 | MPOW | 8.0078e-09 | 0.0014115 | Simple method | 0.0012338
2020-08-01 | UNI_LV | Simple method region | 195084.7257 | 0.9035 | 176259.0497 | MRPL | 0.074065 | 13054.6811 | Simple method | 11411.2307
2020-08-01 | UNI_LV | Simple method region | 195084.7257 | 0.9035 | 176259.0497 | MSVP | 0.019802 | 3490.2574 | Simple method | 3050.8698
2020-08-01 | UNI_LV | Simple method region | 195084.7257 | 0.9035 | 176259.0497 | NAPA | 0.030196 | 5322.3745 | Simple method | 4652.3421
2020-08-01 | UNI_LV | Simple method region | 195084.7257 | 0.9035 | 176259.0497 | NELS | 5.8809e-10 | 0.00010366 | Simple method | 9.0607e-05
2020-08-01 | UNI_LV | Simple method region | 195084.7257 | 0.9035 | 176259.0497 | NPOW | 0.022426 | 3952.8412 | Simple method | 3455.2191
2020-08-01 | UNI_LV | Simple method region | 195084.7257 | 0.9035 | 176259.0497 | NTRG | 0.01845 | 3251.9814 | Simple method | 2842.5903
2020-08-01 | UNI_LV | Simple method region | 195084.7257 | 0.9035 | 176259.0497 | NZAS | 2.09e-08 | 0.0036839 | Simple method | 0.0032201
2020-08-01 | UNI_LV | Simple method region | 195084.7257 | 0.9035 | 176259.0497 | NZST | 0.00022586 | 39.8106 | Simple method | 34.7988
2020-08-01 | UNI_LV | Simple method region | 195084.7257 | 0.9035 | 176259.0497 | OMVP | 2.1991e-06 | 0.3876 | Simple method | 0.33881
2020-08-01 | UNI_LV | Simple method region | 195084.7257 | 0.9035 | 176259.0497 | ORON | 4.1219e-08 | 0.0072653 | Simple method | 0.0063507
2020-08-01 | UNI_LV | Simple method region | 195084.7257 | 0.9035 | 176259.0497 | PANP | 6.2923e-08 | 0.011091 | Simple method | 0.0096945
2020-08-01 | UNI_LV | Simple method region | 195084.7257 | 0.9035 | 176259.0497 | POCO | 0.0039896 | 703.2016 | Simple method | 614.6757
2020-08-01 | UNI_LV | Simple method region | 195084.7257 | 0.9035 | 176259.0497 | POWN | 0.00010093 | 17.7896 | Simple method | 15.5501
2020-08-01 | UNI_LV | Simple method region | 195084.7257 | 0.9035 | 176259.0497 | RAYN | 2.4456e-11 | 4.3107e-06 | Simple method | 3.768e-06
2020-08-01 | UNI_LV | Simple method region | 195084.7257 | 0.9035 | 176259.0497 | SCAN | 2.2854e-06 | 0.40282 | Simple method | 0.35211
2020-08-01 | UNI_LV | Simple method region | 195084.7257 | 0.9035 | 176259.0497 | SCGL | 0.0016928 | 298.3768 | Simple method | 260.8143
2020-08-01 | UNI_LV | Simple method region | 195084.7257 | 0.9035 | 176259.0497 | SHPK | 6.1482e-11 | 1.0837e-05 | Simple method | 9.4726e-06
2020-08-01 | UNI_LV | Simple method region | 195084.7257 | 0.9035 | 176259.0497 | SKOG | 0.001627 | 286.7761 | Simple method | 250.6739
2020-08-01 | UNI_LV | Simple method region | 195084.7257 | 0.9035 | 176259.0497 | SOLE | 1.0091e-13 | 1.7787e-08 | Simple method | 1.5548e-08
2020-08-01 | UNI_LV | Simple method region | 195084.7257 | 0.9035 | 176259.0497 | SOU2 | 0.00017445 | 30.7487 | Simple method | 26.8778
2020-08-01 | UNI_LV | Simple method region | 195084.7257 | 0.9035 | 176259.0497 | TARW | 0.011279 | 1988.0317 | Simple method | 1737.7589
2020-08-01 | UNI_LV | Simple method region | 195084.7257 | 0.9035 | 176259.0497 | TASM | 7.0083e-09 | 0.0012353 | Simple method | 0.0010798
2020-08-01 | UNI_LV | Simple method region | 195084.7257 | 0.9035 | 176259.0497 | TBOP | 3.1737e-05 | 5.594 | Simple method | 4.8898
2020-08-01 | UNI_LV | Simple method region | 195084.7257 | 0.9035 | 176259.0497 | TOD3 | 0.0001667 | 29.3824 | Simple method | 25.6834
2020-08-01 | UNI_LV | Simple method region | 195084.7257 | 0.9035 | 176259.0497 | TOPE | 0.0016916 | 298.1649 | Simple method | 260.629
2020-08-01 | UNI_LV | Simple method region | 195084.7257 | 0.9035 | 176259.0497 | TRNZ | 8.097e-06 | 1.4272 | Simple method | 1.2475
2020-08-01 | UNI_LV | Simple method region | 195084.7257 | 0.9035 | 176259.0497 | TRUG | 0.00052724 | 92.9307 | Simple method | 81.2317
2020-08-01 | UNI_LV | Simple method region | 195084.7257 | 0.9035 | 176259.0497 | UNET | 0.0025729 | 453.4956 | Simple method | 396.4052
2020-08-01 | UNI_LV | Simple method region | 195084.7257 | 0.9035 | 176259.0497 | UNIS | 0.0058623 | 1033.2899 | Simple method | 903.2093
2020-08-01 | UNI_LV | Simple method region | 195084.7257 | 0.9035 | 176259.0497 | VECT | 0.46227 | 81478.8998 | Simple method | 71221.5424
2020-08-01 | UNI_LV | Simple method region | 195084.7257 | 0.9035 | 176259.0497 | WAIP | 0.0016022 | 282.4097 | Simple method | 246.8572
2020-08-01 | UNI_LV | Simple method region | 195084.7257 | 0.9035 | 176259.0497 | WATA | 2.7883e-09 | 0.00049146 | Simple method | 0.00042959
2020-08-01 | UNI_LV | Simple method region | 195084.7257 | 0.9035 | 176259.0497 | WAV1 | 0.011596 | 2043.8444 | Simple method | 1786.5454
2020-08-01 | UNI_LV | Simple method region | 195084.7257 | 0.9035 | 176259.0497 | WELE | 0.0027462 | 484.0505 | Simple method | 423.1135
2020-08-01 | UNI_LV | Simple method region | 195084.7257 | 0.9035 | 176259.0497 | WNST | 3.6451e-08 | 0.0064247 | Simple method | 0.0056159
2020-08-01 | UNI_LV | Simple method region | 195084.7257 | 0.9035 | 176259.0497 | WPOW | 1.6299e-09 | 0.00028729 | Simple method | 0.00025112
2020-08-01 | UNI_LV | Simple method region | 195084.7257 | 0.9035 | 176259.0497 | WTOM | 0.00067633 | 119.2089 | Simple method | 104.2017
2020-09-01 | UNI_LV | Simple method region | 201547.0077 | 0.5459 | 110024.5115 | ALPE | 6.3965e-09 | 0.00070377 | Simple method | 0.00061518
2020-09-01 | UNI_LV | Simple method region | 201547.0077 | 0.5459 | 110024.5115 | BUEL | 3.2088e-10 | 3.5305e-05 | Simple method | 3.086e-05
2020-09-01 | UNI_LV | Simple method region | 201547.0077 | 0.5459 | 110024.5115 | CHBP | 3.2623e-06 | 0.35893 | Simple method | 0.31375
2020-09-01 | UNI_LV | Simple method region | 201547.0077 | 0.5459 | 110024.5115 | COUP | 0.0016064 | 176.7431 | Simple method | 154.493
2020-09-01 | UNI_LV | Simple method region | 201547.0077 | 0.5459 | 110024.5115 | CTCT | 0.12055 | 13263.6519 | Simple method | 11593.8942
2020-09-01 | UNI_LV | Simple method region | 201547.0077 | 0.5459 | 110024.5115 | DUNE | 0.00011162 | 12.2806 | Simple method | 10.7346
2020-09-01 | UNI_LV | Simple method region | 201547.0077 | 0.5459 | 110024.5115 | EASH | 5.613e-09 | 0.00061757 | Simple method | 0.00053982
2020-09-01 | UNI_LV | Simple method region | 201547.0077 | 0.5459 | 110024.5115 | EAST | 2.3551e-08 | 0.0025912 | Simple method | 0.002265
2020-09-01 | UNI_LV | Simple method region | 201547.0077 | 0.5459 | 110024.5115 | GENE | 0.1431 | 15744.102 | Simple method | 13762.0811
2020-09-01 | UNI_LV | Simple method region | 201547.0077 | 0.5459 | 110024.5115 | HORO | 8.9764e-06 | 0.98763 | Simple method | 0.86329
2020-09-01 | UNI_LV | Simple method region | 201547.0077 | 0.5459 | 110024.5115 | HRZE | 5.1516e-05 | 5.6681 | Simple method | 4.9545
2020-09-01 | UNI_LV | Simple method region | 201547.0077 | 0.5459 | 110024.5115 | KIWI | 3.585e-05 | 3.9444 | Simple method | 3.4478
2020-09-01 | UNI_LV | Simple method region | 201547.0077 | 0.5459 | 110024.5115 | KUPE | 1.6933e-06 | 0.1863 | Simple method | 0.16285
2020-09-01 | UNI_LV | Simple method region | 201547.0077 | 0.5459 | 110024.5115 | MARL | 3.0922e-09 | 0.00034022 | Simple method | 0.00029739
2020-09-01 | UNI_LV | Simple method region | 201547.0077 | 0.5459 | 110024.5115 | MELT | 6.0266e-05 | 6.6307 | Simple method | 5.796
2020-09-01 | UNI_LV | Simple method region | 201547.0077 | 0.5459 | 110024.5115 | MELW | 1.4382e-06 | 0.15824 | Simple method | 0.13832
2020-09-01 | UNI_LV | Simple method region | 201547.0077 | 0.5459 | 110024.5115 | MERI | 0.060686 | 6676.9742 | Simple method | 5836.4117
2020-09-01 | UNI_LV | Simple method region | 201547.0077 | 0.5459 | 110024.5115 | METH | 1.3701e-06 | 0.15075 | Simple method | 0.13177
2020-09-01 | UNI_LV | Simple method region | 201547.0077 | 0.5459 | 110024.5115 | MPOW | 8.0078e-09 | 0.00088106 | Simple method | 0.00077014
2020-09-01 | UNI_LV | Simple method region | 201547.0077 | 0.5459 | 110024.5115 | MRPL | 0.074065 | 8148.9995 | Simple method | 7123.1241
2020-09-01 | UNI_LV | Simple method region | 201547.0077 | 0.5459 | 110024.5115 | MSVP | 0.019802 | 2178.6902 | Simple method | 1904.4154
2020-09-01 | UNI_LV | Simple method region | 201547.0077 | 0.5459 | 110024.5115 | NAPA | 0.030196 | 3322.3352 | Simple method | 2904.0873
2020-09-01 | UNI_LV | Simple method region | 201547.0077 | 0.5459 | 110024.5115 | NELS | 5.8809e-10 | 6.4705e-05 | Simple method | 5.6559e-05
2020-09-01 | UNI_LV | Simple method region | 201547.0077 | 0.5459 | 110024.5115 | NPOW | 0.022426 | 2467.4445 | Simple method | 2156.8186
2020-09-01 | UNI_LV | Simple method region | 201547.0077 | 0.5459 | 110024.5115 | NTRG | 0.01845 | 2029.9534 | Simple method | 1774.4031
2020-09-01 | UNI_LV | Simple method region | 201547.0077 | 0.5459 | 110024.5115 | NZAS | 2.09e-08 | 0.0022996 | Simple method | 0.0020101
2020-09-01 | UNI_LV | Simple method region | 201547.0077 | 0.5459 | 110024.5115 | NZST | 0.00022586 | 24.8506 | Simple method | 21.7221
2020-09-01 | UNI_LV | Simple method region | 201547.0077 | 0.5459 | 110024.5115 | OMVP | 2.1991e-06 | 0.24195 | Simple method | 0.21149
2020-09-01 | UNI_LV | Simple method region | 201547.0077 | 0.5459 | 110024.5115 | ORON | 4.1219e-08 | 0.0045351 | Simple method | 0.0039642
2020-09-01 | UNI_LV | Simple method region | 201547.0077 | 0.5459 | 110024.5115 | PANP | 6.2923e-08 | 0.006923 | Simple method | 0.0060515
2020-09-01 | UNI_LV | Simple method region | 201547.0077 | 0.5459 | 110024.5115 | POCO | 0.0039896 | 438.9528 | Simple method | 383.6932
2020-09-01 | UNI_LV | Simple method region | 201547.0077 | 0.5459 | 110024.5115 | POWN | 0.00010093 | 11.1047 | Simple method | 9.7067
2020-09-01 | UNI_LV | Simple method region | 201547.0077 | 0.5459 | 110024.5115 | RAYN | 2.4456e-11 | 2.6908e-06 | Simple method | 2.3521e-06
2020-09-01 | UNI_LV | Simple method region | 201547.0077 | 0.5459 | 110024.5115 | SCAN | 2.2854e-06 | 0.25145 | Simple method | 0.21979
2020-09-01 | UNI_LV | Simple method region | 201547.0077 | 0.5459 | 110024.5115 | SCGL | 0.0016928 | 186.2529 | Simple method | 162.8056
2020-09-01 | UNI_LV | Simple method region | 201547.0077 | 0.5459 | 110024.5115 | SHPK | 6.1482e-11 | 6.7646e-06 | Simple method | 5.913e-06
2020-09-01 | UNI_LV | Simple method region | 201547.0077 | 0.5459 | 110024.5115 | SKOG | 0.001627 | 179.0115 | Simple method | 156.4758
2020-09-01 | UNI_LV | Simple method region | 201547.0077 | 0.5459 | 110024.5115 | SOLE | 1.0091e-13 | 1.1103e-08 | Simple method | 9.7051e-09
2020-09-01 | UNI_LV | Simple method region | 201547.0077 | 0.5459 | 110024.5115 | SOU2 | 0.00017445 | 19.194 | Simple method | 16.7777
2020-09-01 | UNI_LV | Simple method region | 201547.0077 | 0.5459 | 110024.5115 | TARW | 0.011279 | 1240.9702 | Simple method | 1084.7447
2020-09-01 | UNI_LV | Simple method region | 201547.0077 | 0.5459 | 110024.5115 | TASM | 7.0083e-09 | 0.00077109 | Simple method | 0.00067402
2020-09-01 | UNI_LV | Simple method region | 201547.0077 | 0.5459 | 110024.5115 | TBOP | 3.1737e-05 | 3.4919 | Simple method | 3.0523
2020-09-01 | UNI_LV | Simple method region | 201547.0077 | 0.5459 | 110024.5115 | TOD3 | 0.0001667 | 18.3411 | Simple method | 16.0321
2020-09-01 | UNI_LV | Simple method region | 201547.0077 | 0.5459 | 110024.5115 | TOPE | 0.0016916 | 186.1206 | Simple method | 162.6899
2020-09-01 | UNI_LV | Simple method region | 201547.0077 | 0.5459 | 110024.5115 | TRNZ | 8.097e-06 | 0.89087 | Simple method | 0.77872
2020-09-01 | UNI_LV | Simple method region | 201547.0077 | 0.5459 | 110024.5115 | TRUG | 0.00052724 | 58.0093 | Simple method | 50.7065
2020-09-01 | UNI_LV | Simple method region | 201547.0077 | 0.5459 | 110024.5115 | UNET | 0.0025729 | 283.0813 | Simple method | 247.4442
2020-09-01 | UNI_LV | Simple method region | 201547.0077 | 0.5459 | 110024.5115 | UNIS | 0.0058623 | 645.0008 | Simple method | 563.8018
2020-09-01 | UNI_LV | Simple method region | 201547.0077 | 0.5459 | 110024.5115 | VECT | 0.46227 | 50860.7993 | Simple method | 44457.9465
2020-09-01 | UNI_LV | Simple method region | 201547.0077 | 0.5459 | 110024.5115 | WAIP | 0.0016022 | 176.2859 | Simple method | 154.0933
2020-09-01 | UNI_LV | Simple method region | 201547.0077 | 0.5459 | 110024.5115 | WATA | 2.7883e-09 | 0.00030678 | Simple method | 0.00026816
2020-09-01 | UNI_LV | Simple method region | 201547.0077 | 0.5459 | 110024.5115 | WAV1 | 0.011596 | 1275.8096 | Simple method | 1115.1982
2020-09-01 | UNI_LV | Simple method region | 201547.0077 | 0.5459 | 110024.5115 | WELE | 0.0027462 | 302.1542 | Simple method | 264.1161
2020-09-01 | UNI_LV | Simple method region | 201547.0077 | 0.5459 | 110024.5115 | WNST | 3.6451e-08 | 0.0040105 | Simple method | 0.0035056
2020-09-01 | UNI_LV | Simple method region | 201547.0077 | 0.5459 | 110024.5115 | WPOW | 1.6299e-09 | 0.00017933 | Simple method | 0.00015675
2020-09-01 | UNI_LV | Simple method region | 201547.0077 | 0.5459 | 110024.5115 | WTOM | 0.00067633 | 74.4126 | Simple method | 65.0448
2020-10-01 | UNI_LV | Simple method region | 191824.3434 | 0.4566 | 87586.9952 | ALPE | 6.3965e-09 | 0.00056025 | Simple method | 0.00048972
2020-10-01 | UNI_LV | Simple method region | 191824.3434 | 0.4566 | 87586.9952 | BUEL | 3.2088e-10 | 2.8105e-05 | Simple method | 2.4567e-05
2020-10-01 | UNI_LV | Simple method region | 191824.3434 | 0.4566 | 87586.9952 | CHBP | 3.2623e-06 | 0.28573 | Simple method | 0.24976
2020-10-01 | UNI_LV | Simple method region | 191824.3434 | 0.4566 | 87586.9952 | COUP | 0.0016064 | 140.6995 | Simple method | 122.9869
2020-10-01 | UNI_LV | Simple method region | 191824.3434 | 0.4566 | 87586.9952 | CTCT | 0.12055 | 10558.7691 | Simple method | 9229.5285
2020-10-01 | UNI_LV | Simple method region | 191824.3434 | 0.4566 | 87586.9952 | DUNE | 0.00011162 | 9.7762 | Simple method | 8.5455
2020-10-01 | UNI_LV | Simple method region | 191824.3434 | 0.4566 | 87586.9952 | EASH | 5.613e-09 | 0.00049163 | Simple method | 0.00042973
2020-10-01 | UNI_LV | Simple method region | 191824.3434 | 0.4566 | 87586.9952 | EAST | 2.3551e-08 | 0.0020628 | Simple method | 0.0018031
2020-10-01 | UNI_LV | Simple method region | 191824.3434 | 0.4566 | 87586.9952 | GENE | 0.1431 | 12533.3761 | Simple method | 10955.5527
2020-10-01 | UNI_LV | Simple method region | 191824.3434 | 0.4566 | 87586.9952 | HORO | 8.9764e-06 | 0.78622 | Simple method | 0.68724
2020-10-01 | UNI_LV | Simple method region | 191824.3434 | 0.4566 | 87586.9952 | HRZE | 5.1516e-05 | 4.5122 | Simple method | 3.9441
2020-10-01 | UNI_LV | Simple method region | 191824.3434 | 0.4566 | 87586.9952 | KIWI | 3.585e-05 | 3.14 | Simple method | 2.7447
2020-10-01 | UNI_LV | Simple method region | 191824.3434 | 0.4566 | 87586.9952 | KUPE | 1.6933e-06 | 0.14831 | Simple method | 0.12964
2020-10-01 | UNI_LV | Simple method region | 191824.3434 | 0.4566 | 87586.9952 | MARL | 3.0922e-09 | 0.00027084 | Simple method | 0.00023674
2020-10-01 | UNI_LV | Simple method region | 191824.3434 | 0.4566 | 87586.9952 | MELT | 6.0266e-05 | 5.2785 | Simple method | 4.614
2020-10-01 | UNI_LV | Simple method region | 191824.3434 | 0.4566 | 87586.9952 | MELW | 1.4382e-06 | 0.12597 | Simple method | 0.11011
2020-10-01 | UNI_LV | Simple method region | 191824.3434 | 0.4566 | 87586.9952 | MERI | 0.060686 | 5315.3257 | Simple method | 4646.1807
2020-10-01 | UNI_LV | Simple method region | 191824.3434 | 0.4566 | 87586.9952 | METH | 1.3701e-06 | 0.12 | Simple method | 0.1049
2020-10-01 | UNI_LV | Simple method region | 191824.3434 | 0.4566 | 87586.9952 | MPOW | 8.0078e-09 | 0.00070138 | Simple method | 0.00061309
2020-10-01 | UNI_LV | Simple method region | 191824.3434 | 0.4566 | 87586.9952 | MRPL | 0.074065 | 6487.1579 | Simple method | 5670.4913
2020-10-01 | UNI_LV | Simple method region | 191824.3434 | 0.4566 | 87586.9952 | MSVP | 0.019802 | 1734.3856 | Simple method | 1516.0442
2020-10-01 | UNI_LV | Simple method region | 191824.3434 | 0.4566 | 87586.9952 | NAPA | 0.030196 | 2644.8048 | Simple method | 2311.851
2020-10-01 | UNI_LV | Simple method region | 191824.3434 | 0.4566 | 87586.9952 | NELS | 5.8809e-10 | 5.1509e-05 | Simple method | 4.5025e-05
2020-10-01 | UNI_LV | Simple method region | 191824.3434 | 0.4566 | 87586.9952 | NPOW | 0.022426 | 1964.2537 | Simple method | 1716.9743
2020-10-01 | UNI_LV | Simple method region | 191824.3434 | 0.4566 | 87586.9952 | NTRG | 0.01845 | 1615.981 | Simple method | 1412.5456
2020-10-01 | UNI_LV | Simple method region | 191824.3434 | 0.4566 | 87586.9952 | NZAS | 2.09e-08 | 0.0018306 | Simple method | 0.0016001
2020-10-01 | UNI_LV | Simple method region | 191824.3434 | 0.4566 | 87586.9952 | NZST | 0.00022586 | 19.7827 | Simple method | 17.2923
2020-10-01 | UNI_LV | Simple method region | 191824.3434 | 0.4566 | 87586.9952 | OMVP | 2.1991e-06 | 0.19261 | Simple method | 0.16836
2020-10-01 | UNI_LV | Simple method region | 191824.3434 | 0.4566 | 87586.9952 | ORON | 4.1219e-08 | 0.0036103 | Simple method | 0.0031558
2020-10-01 | UNI_LV | Simple method region | 191824.3434 | 0.4566 | 87586.9952 | PANP | 6.2923e-08 | 0.0055112 | Simple method | 0.0048174
2020-10-01 | UNI_LV | Simple method region | 191824.3434 | 0.4566 | 87586.9952 | POCO | 0.0039896 | 349.4363 | Simple method | 305.4459
2020-10-01 | UNI_LV | Simple method region | 191824.3434 | 0.4566 | 87586.9952 | POWN | 0.00010093 | 8.8401 | Simple method | 7.7272
2020-10-01 | UNI_LV | Simple method region | 191824.3434 | 0.4566 | 87586.9952 | RAYN | 2.4456e-11 | 2.1421e-06 | Simple method | 1.8724e-06
2020-10-01 | UNI_LV | Simple method region | 191824.3434 | 0.4566 | 87586.9952 | SCAN | 2.2854e-06 | 0.20017 | Simple method | 0.17497
2020-10-01 | UNI_LV | Simple method region | 191824.3434 | 0.4566 | 87586.9952 | SCGL | 0.0016928 | 148.27 | Simple method | 129.6043
2020-10-01 | UNI_LV | Simple method region | 191824.3434 | 0.4566 | 87586.9952 | SHPK | 6.1482e-11 | 5.3851e-06 | Simple method | 4.7071e-06
2020-10-01 | UNI_LV | Simple method region | 191824.3434 | 0.4566 | 87586.9952 | SKOG | 0.001627 | 142.5053 | Simple method | 124.5654
2020-10-01 | UNI_LV | Simple method region | 191824.3434 | 0.4566 | 87586.9952 | SOLE | 1.0091e-13 | 8.8387e-09 | Simple method | 7.726e-09
2020-10-01 | UNI_LV | Simple method region | 191824.3434 | 0.4566 | 87586.9952 | SOU2 | 0.00017445 | 15.2797 | Simple method | 13.3562
2020-10-01 | UNI_LV | Simple method region | 191824.3434 | 0.4566 | 87586.9952 | TARW | 0.011279 | 987.8967 | Simple method | 863.5306
2020-10-01 | UNI_LV | Simple method region | 191824.3434 | 0.4566 | 87586.9952 | TASM | 7.0083e-09 | 0.00061384 | Simple method | 0.00053656
2020-10-01 | UNI_LV | Simple method region | 191824.3434 | 0.4566 | 87586.9952 | TBOP | 3.1737e-05 | 2.7798 | Simple method | 2.4298
2020-10-01 | UNI_LV | Simple method region | 191824.3434 | 0.4566 | 87586.9952 | TOD3 | 0.0001667 | 14.6007 | Simple method | 12.7627
2020-10-01 | UNI_LV | Simple method region | 191824.3434 | 0.4566 | 87586.9952 | TOPE | 0.0016916 | 148.1647 | Simple method | 129.5123
2020-10-01 | UNI_LV | Simple method region | 191824.3434 | 0.4566 | 87586.9952 | TRNZ | 8.097e-06 | 0.7092 | Simple method | 0.61991
2020-10-01 | UNI_LV | Simple method region | 191824.3434 | 0.4566 | 87586.9952 | TRUG | 0.00052724 | 46.1793 | Simple method | 40.3658
2020-10-01 | UNI_LV | Simple method region | 191824.3434 | 0.4566 | 87586.9952 | UNET | 0.0025729 | 225.352 | Simple method | 196.9825
2020-10-01 | UNI_LV | Simple method region | 191824.3434 | 0.4566 | 87586.9952 | UNIS | 0.0058623 | 513.4645 | Simple method | 448.8246
2020-10-01 | UNI_LV | Simple method region | 191824.3434 | 0.4566 | 87586.9952 | VECT | 0.46227 | 40488.6559 | Simple method | 35391.5495
2020-10-01 | UNI_LV | Simple method region | 191824.3434 | 0.4566 | 87586.9952 | WAIP | 0.0016022 | 140.3356 | Simple method | 122.6688
2020-10-01 | UNI_LV | Simple method region | 191824.3434 | 0.4566 | 87586.9952 | WATA | 2.7883e-09 | 0.00024422 | Simple method | 0.00021347
2020-10-01 | UNI_LV | Simple method region | 191824.3434 | 0.4566 | 87586.9952 | WAV1 | 0.011596 | 1015.6312 | Simple method | 887.7736
2020-10-01 | UNI_LV | Simple method region | 191824.3434 | 0.4566 | 87586.9952 | WELE | 0.0027462 | 240.5353 | Simple method | 210.2544
2020-10-01 | UNI_LV | Simple method region | 191824.3434 | 0.4566 | 87586.9952 | WNST | 3.6451e-08 | 0.0031926 | Simple method | 0.0027907
2020-10-01 | UNI_LV | Simple method region | 191824.3434 | 0.4566 | 87586.9952 | WPOW | 1.6299e-09 | 0.00014276 | Simple method | 0.00012479
2020-10-01 | UNI_LV | Simple method region | 191824.3434 | 0.4566 | 87586.9952 | WTOM | 0.00067633 | 59.2375 | Simple method | 51.7801
2020-11-01 | UNI_LV | Simple method region | 119732.899 | 0.545 | 65254.4299 | ALPE | 6.3965e-09 | 0.0004174 | Simple method | 0.00036485
2020-11-01 | UNI_LV | Simple method region | 119732.899 | 0.545 | 65254.4299 | BUEL | 3.2088e-10 | 2.0939e-05 | Simple method | 1.8303e-05
2020-11-01 | UNI_LV | Simple method region | 119732.899 | 0.545 | 65254.4299 | CHBP | 3.2623e-06 | 0.21288 | Simple method | 0.18608
2020-11-01 | UNI_LV | Simple method region | 119732.899 | 0.545 | 65254.4299 | COUP | 0.0016064 | 104.8246 | Simple method | 91.6282
2020-11-01 | UNI_LV | Simple method region | 119732.899 | 0.545 | 65254.4299 | CTCT | 0.12055 | 7866.5384 | Simple method | 6876.2219
2020-11-01 | UNI_LV | Simple method region | 119732.899 | 0.545 | 65254.4299 | DUNE | 0.00011162 | 7.2835 | Simple method | 6.3666
2020-11-01 | UNI_LV | Simple method region | 119732.899 | 0.545 | 65254.4299 | EASH | 5.613e-09 | 0.00036627 | Simple method | 0.00032016
2020-11-01 | UNI_LV | Simple method region | 119732.899 | 0.545 | 65254.4299 | EAST | 2.3551e-08 | 0.0015368 | Simple method | 0.0013433
2020-11-01 | UNI_LV | Simple method region | 119732.899 | 0.545 | 65254.4299 | GENE | 0.1431 | 9337.6684 | Simple method | 8162.1517
2020-11-01 | UNI_LV | Simple method region | 119732.899 | 0.545 | 65254.4299 | HORO | 8.9764e-06 | 0.58575 | Simple method | 0.51201
2020-11-01 | UNI_LV | Simple method region | 119732.899 | 0.545 | 65254.4299 | HRZE | 5.1516e-05 | 3.3617 | Simple method | 2.9385
2020-11-01 | UNI_LV | Simple method region | 119732.899 | 0.545 | 65254.4299 | KIWI | 3.585e-05 | 2.3394 | Simple method | 2.0449
2020-11-01 | UNI_LV | Simple method region | 119732.899 | 0.545 | 65254.4299 | KUPE | 1.6933e-06 | 0.11049 | Simple method | 0.096583
2020-11-01 | UNI_LV | Simple method region | 119732.899 | 0.545 | 65254.4299 | MARL | 3.0922e-09 | 0.00020178 | Simple method | 0.00017638
2020-11-01 | UNI_LV | Simple method region | 119732.899 | 0.545 | 65254.4299 | MELT | 6.0266e-05 | 3.9326 | Simple method | 3.4375
2020-11-01 | UNI_LV | Simple method region | 119732.899 | 0.545 | 65254.4299 | MELW | 1.4382e-06 | 0.093851 | Simple method | 0.082036
2020-11-01 | UNI_LV | Simple method region | 119732.899 | 0.545 | 65254.4299 | MERI | 0.060686 | 3960.0462 | Simple method | 3461.517
2020-11-01 | UNI_LV | Simple method region | 119732.899 | 0.545 | 65254.4299 | METH | 1.3701e-06 | 0.089405 | Simple method | 0.07815
2020-11-01 | UNI_LV | Simple method region | 119732.899 | 0.545 | 65254.4299 | MPOW | 8.0078e-09 | 0.00052255 | Simple method | 0.00045676
2020-11-01 | UNI_LV | Simple method region | 119732.899 | 0.545 | 65254.4299 | MRPL | 0.074065 | 4833.0896 | Simple method | 4224.6532
2020-11-01 | UNI_LV | Simple method region | 119732.899 | 0.545 | 65254.4299 | MSVP | 0.019802 | 1292.1592 | Simple method | 1129.4896
2020-11-01 | UNI_LV | Simple method region | 119732.899 | 0.545 | 65254.4299 | NAPA | 0.030196 | 1970.4436 | Simple method | 1722.3849
2020-11-01 | UNI_LV | Simple method region | 119732.899 | 0.545 | 65254.4299 | NELS | 5.8809e-10 | 3.8376e-05 | Simple method | 3.3545e-05
2020-11-01 | UNI_LV | Simple method region | 119732.899 | 0.545 | 65254.4299 | NPOW | 0.022426 | 1463.4165 | Simple method | 1279.1874
2020-11-01 | UNI_LV | Simple method region | 119732.899 | 0.545 | 65254.4299 | NTRG | 0.01845 | 1203.9449 | Simple method | 1052.3806
2020-11-01 | UNI_LV | Simple method region | 119732.899 | 0.545 | 65254.4299 | NZAS | 2.09e-08 | 0.0013638 | Simple method | 0.0011922
2020-11-01 | UNI_LV | Simple method region | 119732.899 | 0.545 | 65254.4299 | NZST | 0.00022586 | 14.7386 | Simple method | 12.8832
2020-11-01 | UNI_LV | Simple method region | 119732.899 | 0.545 | 65254.4299 | OMVP | 2.1991e-06 | 0.1435 | Simple method | 0.12543
2020-11-01 | UNI_LV | Simple method region | 119732.899 | 0.545 | 65254.4299 | ORON | 4.1219e-08 | 0.0026898 | Simple method | 0.0023511
2020-11-01 | UNI_LV | Simple method region | 119732.899 | 0.545 | 65254.4299 | PANP | 6.2923e-08 | 0.004106 | Simple method | 0.0035891
2020-11-01 | UNI_LV | Simple method region | 119732.899 | 0.545 | 65254.4299 | POCO | 0.0039896 | 260.3385 | Simple method | 227.5646
2020-11-01 | UNI_LV | Simple method region | 119732.899 | 0.545 | 65254.4299 | POWN | 0.00010093 | 6.5861 | Simple method | 5.7569
2020-11-01 | UNI_LV | Simple method region | 119732.899 | 0.545 | 65254.4299 | RAYN | 2.4456e-11 | 1.5959e-06 | Simple method | 1.395e-06
2020-11-01 | UNI_LV | Simple method region | 119732.899 | 0.545 | 65254.4299 | SCAN | 2.2854e-06 | 0.14913 | Simple method | 0.13036
2020-11-01 | UNI_LV | Simple method region | 119732.899 | 0.545 | 65254.4299 | SCGL | 0.0016928 | 110.4647 | Simple method | 96.5584
2020-11-01 | UNI_LV | Simple method region | 119732.899 | 0.545 | 65254.4299 | SHPK | 6.1482e-11 | 4.012e-06 | Simple method | 3.5069e-06
2020-11-01 | UNI_LV | Simple method region | 119732.899 | 0.545 | 65254.4299 | SKOG | 0.001627 | 106.1699 | Simple method | 92.8042
2020-11-01 | UNI_LV | Simple method region | 119732.899 | 0.545 | 65254.4299 | SOLE | 1.0091e-13 | 6.585e-09 | Simple method | 5.756e-09
2020-11-01 | UNI_LV | Simple method region | 119732.899 | 0.545 | 65254.4299 | SOU2 | 0.00017445 | 11.3838 | Simple method | 9.9507
2020-11-01 | UNI_LV | Simple method region | 119732.899 | 0.545 | 65254.4299 | TARW | 0.011279 | 736.0069 | Simple method | 643.3512
2020-11-01 | UNI_LV | Simple method region | 119732.899 | 0.545 | 65254.4299 | TASM | 7.0083e-09 | 0.00045733 | Simple method | 0.00039975
2020-11-01 | UNI_LV | Simple method region | 119732.899 | 0.545 | 65254.4299 | TBOP | 3.1737e-05 | 2.071 | Simple method | 1.8103
2020-11-01 | UNI_LV | Simple method region | 119732.899 | 0.545 | 65254.4299 | TOD3 | 0.0001667 | 10.8779 | Simple method | 9.5085
2020-11-01 | UNI_LV | Simple method region | 119732.899 | 0.545 | 65254.4299 | TOPE | 0.0016916 | 110.3863 | Simple method | 96.4898
2020-11-01 | UNI_LV | Simple method region | 119732.899 | 0.545 | 65254.4299 | TRNZ | 8.097e-06 | 0.52837 | Simple method | 0.46185
2020-11-01 | UNI_LV | Simple method region | 119732.899 | 0.545 | 65254.4299 | TRUG | 0.00052724 | 34.4047 | Simple method | 30.0735
2020-11-01 | UNI_LV | Simple method region | 119732.899 | 0.545 | 65254.4299 | UNET | 0.0025729 | 167.8927 | Simple method | 146.7567
2020-11-01 | UNI_LV | Simple method region | 119732.899 | 0.545 | 65254.4299 | UNIS | 0.0058623 | 382.5435 | Simple method | 334.3852
2020-11-01 | UNI_LV | Simple method region | 119732.899 | 0.545 | 65254.4299 | VECT | 0.46227 | 30165.028 | Simple method | 26367.5604
2020-11-01 | UNI_LV | Simple method region | 119732.899 | 0.545 | 65254.4299 | WAIP | 0.0016022 | 104.5534 | Simple method | 91.3912
2020-11-01 | UNI_LV | Simple method region | 119732.899 | 0.545 | 65254.4299 | WATA | 2.7883e-09 | 0.00018195 | Simple method | 0.00015904
2020-11-01 | UNI_LV | Simple method region | 119732.899 | 0.545 | 65254.4299 | WAV1 | 0.011596 | 756.6698 | Simple method | 661.4128
2020-11-01 | UNI_LV | Simple method region | 119732.899 | 0.545 | 65254.4299 | WELE | 0.0027462 | 179.2046 | Simple method | 156.6446
2020-11-01 | UNI_LV | Simple method region | 119732.899 | 0.545 | 65254.4299 | WNST | 3.6451e-08 | 0.0023786 | Simple method | 0.0020791
2020-11-01 | UNI_LV | Simple method region | 119732.899 | 0.545 | 65254.4299 | WPOW | 1.6299e-09 | 0.00010636 | Simple method | 9.297e-05
2020-11-01 | UNI_LV | Simple method region | 119732.899 | 0.545 | 65254.4299 | WTOM | 0.00067633 | 44.1334 | Simple method | 38.5774
2020-12-01 | UNI_LV | Simple method region | 120308.5303 | 0.5907 | 71066.2489 | ALPE | 6.3965e-09 | 0.00045458 | Simple method | 0.00039735
2020-12-01 | UNI_LV | Simple method region | 120308.5303 | 0.5907 | 71066.2489 | BUEL | 3.2088e-10 | 2.2804e-05 | Simple method | 1.9933e-05
2020-12-01 | UNI_LV | Simple method region | 120308.5303 | 0.5907 | 71066.2489 | CHBP | 3.2623e-06 | 0.23184 | Simple method | 0.20265
2020-12-01 | UNI_LV | Simple method region | 120308.5303 | 0.5907 | 71066.2489 | COUP | 0.0016064 | 114.1607 | Simple method | 99.789
2020-12-01 | UNI_LV | Simple method region | 120308.5303 | 0.5907 | 71066.2489 | CTCT | 0.12055 | 8567.1636 | Simple method | 7488.6456
2020-12-01 | UNI_LV | Simple method region | 120308.5303 | 0.5907 | 71066.2489 | DUNE | 0.00011162 | 7.9322 | Simple method | 6.9336
2020-12-01 | UNI_LV | Simple method region | 120308.5303 | 0.5907 | 71066.2489 | EASH | 5.613e-09 | 0.00039889 | Simple method | 0.00034868
2020-12-01 | UNI_LV | Simple method region | 120308.5303 | 0.5907 | 71066.2489 | EAST | 2.3551e-08 | 0.0016737 | Simple method | 0.001463
2020-12-01 | UNI_LV | Simple method region | 120308.5303 | 0.5907 | 71066.2489 | GENE | 0.1431 | 10169.3182 | Simple method | 8889.1054
2020-12-01 | UNI_LV | Simple method region | 120308.5303 | 0.5907 | 71066.2489 | HORO | 8.9764e-06 | 0.63792 | Simple method | 0.55761
2020-12-01 | UNI_LV | Simple method region | 120308.5303 | 0.5907 | 71066.2489 | HRZE | 5.1516e-05 | 3.6611 | Simple method | 3.2002
2020-12-01 | UNI_LV | Simple method region | 120308.5303 | 0.5907 | 71066.2489 | KIWI | 3.585e-05 | 2.5477 | Simple method | 2.227
2020-12-01 | UNI_LV | Simple method region | 120308.5303 | 0.5907 | 71066.2489 | KUPE | 1.6933e-06 | 0.12033 | Simple method | 0.10519
2020-12-01 | UNI_LV | Simple method region | 120308.5303 | 0.5907 | 71066.2489 | MARL | 3.0922e-09 | 0.00021975 | Simple method | 0.00019209
2020-12-01 | UNI_LV | Simple method region | 120308.5303 | 0.5907 | 71066.2489 | MELT | 6.0266e-05 | 4.2829 | Simple method | 3.7437
2020-12-01 | UNI_LV | Simple method region | 120308.5303 | 0.5907 | 71066.2489 | MELW | 1.4382e-06 | 0.10221 | Simple method | 0.089343
2020-12-01 | UNI_LV | Simple method region | 120308.5303 | 0.5907 | 71066.2489 | MERI | 0.060686 | 4312.7436 | Simple method | 3769.8135
2020-12-01 | UNI_LV | Simple method region | 120308.5303 | 0.5907 | 71066.2489 | METH | 1.3701e-06 | 0.097368 | Simple method | 0.085111
2020-12-01 | UNI_LV | Simple method region | 120308.5303 | 0.5907 | 71066.2489 | MPOW | 8.0078e-09 | 0.00056909 | Simple method | 0.00049745
2020-12-01 | UNI_LV | Simple method region | 120308.5303 | 0.5907 | 71066.2489 | MRPL | 0.074065 | 5263.5437 | Simple method | 4600.9176
2020-12-01 | UNI_LV | Simple method region | 120308.5303 | 0.5907 | 71066.2489 | MSVP | 0.019802 | 1407.244 | Simple method | 1230.0865
2020-12-01 | UNI_LV | Simple method region | 120308.5303 | 0.5907 | 71066.2489 | NAPA | 0.030196 | 2145.9391 | Simple method | 1875.7874
2020-12-01 | UNI_LV | Simple method region | 120308.5303 | 0.5907 | 71066.2489 | NELS | 5.8809e-10 | 4.1794e-05 | Simple method | 3.6532e-05
2020-12-01 | UNI_LV | Simple method region | 120308.5303 | 0.5907 | 71066.2489 | NPOW | 0.022426 | 1593.7542 | Simple method | 1393.1169
2020-12-01 | UNI_LV | Simple method region | 120308.5303 | 0.5907 | 71066.2489 | NTRG | 0.01845 | 1311.1731 | Simple method | 1146.1098
2020-12-01 | UNI_LV | Simple method region | 120308.5303 | 0.5907 | 71066.2489 | NZAS | 2.09e-08 | 0.0014853 | Simple method | 0.0012983
2020-12-01 | UNI_LV | Simple method region | 120308.5303 | 0.5907 | 71066.2489 | NZST | 0.00022586 | 16.0513 | Simple method | 14.0306
2020-12-01 | UNI_LV | Simple method region | 120308.5303 | 0.5907 | 71066.2489 | OMVP | 2.1991e-06 | 0.15628 | Simple method | 0.1366
2020-12-01 | UNI_LV | Simple method region | 120308.5303 | 0.5907 | 71066.2489 | ORON | 4.1219e-08 | 0.0029293 | Simple method | 0.0025605
2020-12-01 | UNI_LV | Simple method region | 120308.5303 | 0.5907 | 71066.2489 | PANP | 6.2923e-08 | 0.0044717 | Simple method | 0.0039087
2020-12-01 | UNI_LV | Simple method region | 120308.5303 | 0.5907 | 71066.2489 | POCO | 0.0039896 | 283.5253 | Simple method | 247.8324
2020-12-01 | UNI_LV | Simple method region | 120308.5303 | 0.5907 | 71066.2489 | POWN | 0.00010093 | 7.1726 | Simple method | 6.2697
2020-12-01 | UNI_LV | Simple method region | 120308.5303 | 0.5907 | 71066.2489 | RAYN | 2.4456e-11 | 1.738e-06 | Simple method | 1.5192e-06
2020-12-01 | UNI_LV | Simple method region | 120308.5303 | 0.5907 | 71066.2489 | SCAN | 2.2854e-06 | 0.16241 | Simple method | 0.14197
2020-12-01 | UNI_LV | Simple method region | 120308.5303 | 0.5907 | 71066.2489 | SCGL | 0.0016928 | 120.3032 | Simple method | 105.1582
2020-12-01 | UNI_LV | Simple method region | 120308.5303 | 0.5907 | 71066.2489 | SHPK | 6.1482e-11 | 4.3693e-06 | Simple method | 3.8193e-06
2020-12-01 | UNI_LV | Simple method region | 120308.5303 | 0.5907 | 71066.2489 | SKOG | 0.001627 | 115.6258 | Simple method | 101.0697
2020-12-01 | UNI_LV | Simple method region | 120308.5303 | 0.5907 | 71066.2489 | SOLE | 1.0091e-13 | 7.1715e-09 | Simple method | 6.2687e-09
2020-12-01 | UNI_LV | Simple method region | 120308.5303 | 0.5907 | 71066.2489 | SOU2 | 0.00017445 | 12.3976 | Simple method | 10.8369
2020-12-01 | UNI_LV | Simple method region | 120308.5303 | 0.5907 | 71066.2489 | TARW | 0.011279 | 801.5586 | Simple method | 700.6506
2020-12-01 | UNI_LV | Simple method region | 120308.5303 | 0.5907 | 71066.2489 | TASM | 7.0083e-09 | 0.00049806 | Simple method | 0.00043536
2020-12-01 | UNI_LV | Simple method region | 120308.5303 | 0.5907 | 71066.2489 | TBOP | 3.1737e-05 | 2.2554 | Simple method | 1.9715
2020-12-01 | UNI_LV | Simple method region | 120308.5303 | 0.5907 | 71066.2489 | TOD3 | 0.0001667 | 11.8467 | Simple method | 10.3554
2020-12-01 | UNI_LV | Simple method region | 120308.5303 | 0.5907 | 71066.2489 | TOPE | 0.0016916 | 120.2177 | Simple method | 105.0835
2020-12-01 | UNI_LV | Simple method region | 120308.5303 | 0.5907 | 71066.2489 | TRNZ | 8.097e-06 | 0.57543 | Simple method | 0.50299
2020-12-01 | UNI_LV | Simple method region | 120308.5303 | 0.5907 | 71066.2489 | TRUG | 0.00052724 | 37.4689 | Simple method | 32.752
2020-12-01 | UNI_LV | Simple method region | 120308.5303 | 0.5907 | 71066.2489 | UNET | 0.0025729 | 182.8458 | Simple method | 159.8274
2020-12-01 | UNI_LV | Simple method region | 120308.5303 | 0.5907 | 71066.2489 | UNIS | 0.0058623 | 416.6143 | Simple method | 364.1668
2020-12-01 | UNI_LV | Simple method region | 120308.5303 | 0.5907 | 71066.2489 | VECT | 0.46227 | 32851.6453 | Simple method | 28715.9602
2020-12-01 | UNI_LV | Simple method region | 120308.5303 | 0.5907 | 71066.2489 | WAIP | 0.0016022 | 113.8653 | Simple method | 99.5309
2020-12-01 | UNI_LV | Simple method region | 120308.5303 | 0.5907 | 71066.2489 | WATA | 2.7883e-09 | 0.00019815 | Simple method | 0.00017321
2020-12-01 | UNI_LV | Simple method region | 120308.5303 | 0.5907 | 71066.2489 | WAV1 | 0.011596 | 824.0618 | Simple method | 720.3209
2020-12-01 | UNI_LV | Simple method region | 120308.5303 | 0.5907 | 71066.2489 | WELE | 0.0027462 | 195.1653 | Simple method | 170.596
2020-12-01 | UNI_LV | Simple method region | 120308.5303 | 0.5907 | 71066.2489 | WNST | 3.6451e-08 | 0.0025904 | Simple method | 0.0022643
2020-12-01 | UNI_LV | Simple method region | 120308.5303 | 0.5907 | 71066.2489 | WPOW | 1.6299e-09 | 0.00011583 | Simple method | 0.00010125
2020-12-01 | UNI_LV | Simple method region | 120308.5303 | 0.5907 | 71066.2489 | WTOM | 0.00067633 | 48.0641 | Simple method | 42.0133
2021-01-01 | UNI_LV | Simple method region | 128066.1947 | 0.674 | 86316.6152 | ALPE | 6.3965e-09 | 0.00055213 | Simple method | 0.00048262
2021-01-01 | UNI_LV | Simple method region | 128066.1947 | 0.674 | 86316.6152 | BUEL | 3.2088e-10 | 2.7697e-05 | Simple method | 2.4211e-05
2021-01-01 | UNI_LV | Simple method region | 128066.1947 | 0.674 | 86316.6152 | CHBP | 3.2623e-06 | 0.28159 | Simple method | 0.24614
2021-01-01 | UNI_LV | Simple method region | 128066.1947 | 0.674 | 86316.6152 | COUP | 0.0016064 | 138.6588 | Simple method | 121.2031
2021-01-01 | UNI_LV | Simple method region | 128066.1947 | 0.674 | 86316.6152 | CTCT | 0.12055 | 10405.6226 | Simple method | 9095.6615
2021-01-01 | UNI_LV | Simple method region | 128066.1947 | 0.674 | 86316.6152 | DUNE | 0.00011162 | 9.6344 | Simple method | 8.4215
2021-01-01 | UNI_LV | Simple method region | 128066.1947 | 0.674 | 86316.6152 | EASH | 5.613e-09 | 0.00048449 | Simple method | 0.0004235
2021-01-01 | UNI_LV | Simple method region | 128066.1947 | 0.674 | 86316.6152 | EAST | 2.3551e-08 | 0.0020328 | Simple method | 0.0017769
2021-01-01 | UNI_LV | Simple method region | 128066.1947 | 0.674 | 86316.6152 | GENE | 0.1431 | 12351.5895 | Simple method | 10796.6511
2021-01-01 | UNI_LV | Simple method region | 128066.1947 | 0.674 | 86316.6152 | HORO | 8.9764e-06 | 0.77481 | Simple method | 0.67727
2021-01-01 | UNI_LV | Simple method region | 128066.1947 | 0.674 | 86316.6152 | HRZE | 5.1516e-05 | 4.4467 | Simple method | 3.8869
2021-01-01 | UNI_LV | Simple method region | 128066.1947 | 0.674 | 86316.6152 | KIWI | 3.585e-05 | 3.0944 | Simple method | 2.7049
2021-01-01 | UNI_LV | Simple method region | 128066.1947 | 0.674 | 86316.6152 | KUPE | 1.6933e-06 | 0.14616 | Simple method | 0.12776
2021-01-01 | UNI_LV | Simple method region | 128066.1947 | 0.674 | 86316.6152 | MARL | 3.0922e-09 | 0.00026691 | Simple method | 0.00023331
2021-01-01 | UNI_LV | Simple method region | 128066.1947 | 0.674 | 86316.6152 | MELT | 6.0266e-05 | 5.202 | Simple method | 4.5471
2021-01-01 | UNI_LV | Simple method region | 128066.1947 | 0.674 | 86316.6152 | MELW | 1.4382e-06 | 0.12414 | Simple method | 0.10852
2021-01-01 | UNI_LV | Simple method region | 128066.1947 | 0.674 | 86316.6152 | MERI | 0.060686 | 5238.2311 | Simple method | 4578.7915
2021-01-01 | UNI_LV | Simple method region | 128066.1947 | 0.674 | 86316.6152 | METH | 1.3701e-06 | 0.11826 | Simple method | 0.10337
2021-01-01 | UNI_LV | Simple method region | 128066.1947 | 0.674 | 86316.6152 | MPOW | 8.0078e-09 | 0.00069121 | Simple method | 0.00060419
2021-01-01 | UNI_LV | Simple method region | 128066.1947 | 0.674 | 86316.6152 | MRPL | 0.074065 | 6393.0668 | Simple method | 5588.2453
2021-01-01 | UNI_LV | Simple method region | 128066.1947 | 0.674 | 86316.6152 | MSVP | 0.019802 | 1709.2297 | Simple method | 1494.0552
2021-01-01 | UNI_LV | Simple method region | 128066.1947 | 0.674 | 86316.6152 | NAPA | 0.030196 | 2606.444 | Simple method | 2278.3195
2021-01-01 | UNI_LV | Simple method region | 128066.1947 | 0.674 | 86316.6152 | NELS | 5.8809e-10 | 5.0762e-05 | Simple method | 4.4372e-05
2021-01-01 | UNI_LV | Simple method region | 128066.1947 | 0.674 | 86316.6152 | NPOW | 0.022426 | 1935.7637 | Simple method | 1692.0709
2021-01-01 | UNI_LV | Simple method region | 128066.1947 | 0.674 | 86316.6152 | NTRG | 0.01845 | 1592.5425 | Simple method | 1392.0577
2021-01-01 | UNI_LV | Simple method region | 128066.1947 | 0.674 | 86316.6152 | NZAS | 2.09e-08 | 0.0018041 | Simple method | 0.0015769
2021-01-01 | UNI_LV | Simple method region | 128066.1947 | 0.674 | 86316.6152 | NZST | 0.00022586 | 19.4958 | Simple method | 17.0415
2021-01-01 | UNI_LV | Simple method region | 128066.1947 | 0.674 | 86316.6152 | OMVP | 2.1991e-06 | 0.18981 | Simple method | 0.16592
2021-01-01 | UNI_LV | Simple method region | 128066.1947 | 0.674 | 86316.6152 | ORON | 4.1219e-08 | 0.0035579 | Simple method | 0.00311
2021-01-01 | UNI_LV | Simple method region | 128066.1947 | 0.674 | 86316.6152 | PANP | 6.2923e-08 | 0.0054313 | Simple method | 0.0047475
2021-01-01 | UNI_LV | Simple method region | 128066.1947 | 0.674 | 86316.6152 | POCO | 0.0039896 | 344.368 | Simple method | 301.0156
2021-01-01 | UNI_LV | Simple method region | 128066.1947 | 0.674 | 86316.6152 | POWN | 0.00010093 | 8.7118 | Simple method | 7.6151
2021-01-01 | UNI_LV | Simple method region | 128066.1947 | 0.674 | 86316.6152 | RAYN | 2.4456e-11 | 2.111e-06 | Simple method | 1.8452e-06
2021-01-01 | UNI_LV | Simple method region | 128066.1947 | 0.674 | 86316.6152 | SCAN | 2.2854e-06 | 0.19727 | Simple method | 0.17243
2021-01-01 | UNI_LV | Simple method region | 128066.1947 | 0.674 | 86316.6152 | SCGL | 0.0016928 | 146.1195 | Simple method | 127.7245
2021-01-01 | UNI_LV | Simple method region | 128066.1947 | 0.674 | 86316.6152 | SHPK | 6.1482e-11 | 5.307e-06 | Simple method | 4.6389e-06
2021-01-01 | UNI_LV | Simple method region | 128066.1947 | 0.674 | 86316.6152 | SKOG | 0.001627 | 140.4384 | Simple method | 122.7587
2021-01-01 | UNI_LV | Simple method region | 128066.1947 | 0.674 | 86316.6152 | SOLE | 1.0091e-13 | 8.7105e-09 | Simple method | 7.6139e-09
2021-01-01 | UNI_LV | Simple method region | 128066.1947 | 0.674 | 86316.6152 | SOU2 | 0.00017445 | 15.0581 | Simple method | 13.1624
2021-01-01 | UNI_LV | Simple method region | 128066.1947 | 0.674 | 86316.6152 | TARW | 0.011279 | 973.568 | Simple method | 851.0058
2021-01-01 | UNI_LV | Simple method region | 128066.1947 | 0.674 | 86316.6152 | TASM | 7.0083e-09 | 0.00060494 | Simple method | 0.00052878
2021-01-01 | UNI_LV | Simple method region | 128066.1947 | 0.674 | 86316.6152 | TBOP | 3.1737e-05 | 2.7395 | Simple method | 2.3946
2021-01-01 | UNI_LV | Simple method region | 128066.1947 | 0.674 | 86316.6152 | TOD3 | 0.0001667 | 14.389 | Simple method | 12.5775
2021-01-01 | UNI_LV | Simple method region | 128066.1947 | 0.674 | 86316.6152 | TOPE | 0.0016916 | 146.0157 | Simple method | 127.6338
2021-01-01 | UNI_LV | Simple method region | 128066.1947 | 0.674 | 86316.6152 | TRNZ | 8.097e-06 | 0.69891 | Simple method | 0.61092
2021-01-01 | UNI_LV | Simple method region | 128066.1947 | 0.674 | 86316.6152 | TRUG | 0.00052724 | 45.5095 | Simple method | 39.7803
2021-01-01 | UNI_LV | Simple method region | 128066.1947 | 0.674 | 86316.6152 | UNET | 0.0025729 | 222.0834 | Simple method | 194.1254
2021-01-01 | UNI_LV | Simple method region | 128066.1947 | 0.674 | 86316.6152 | UNIS | 0.0058623 | 506.0171 | Simple method | 442.3147
2021-01-01 | UNI_LV | Simple method region | 128066.1947 | 0.674 | 86316.6152 | VECT | 0.46227 | 39901.4 | Simple method | 34878.2232
2021-01-01 | UNI_LV | Simple method region | 128066.1947 | 0.674 | 86316.6152 | WAIP | 0.0016022 | 138.3001 | Simple method | 120.8896
2021-01-01 | UNI_LV | Simple method region | 128066.1947 | 0.674 | 86316.6152 | WATA | 2.7883e-09 | 0.00024068 | Simple method | 0.00021038
2021-01-01 | UNI_LV | Simple method region | 128066.1947 | 0.674 | 86316.6152 | WAV1 | 0.011596 | 1000.9003 | Simple method | 874.8972
2021-01-01 | UNI_LV | Simple method region | 128066.1947 | 0.674 | 86316.6152 | WELE | 0.0027462 | 237.0465 | Simple method | 207.2048
2021-01-01 | UNI_LV | Simple method region | 128066.1947 | 0.674 | 86316.6152 | WNST | 3.6451e-08 | 0.0031463 | Simple method | 0.0027502
2021-01-01 | UNI_LV | Simple method region | 128066.1947 | 0.674 | 86316.6152 | WPOW | 1.6299e-09 | 0.00014069 | Simple method | 0.00012298
2021-01-01 | UNI_LV | Simple method region | 128066.1947 | 0.674 | 86316.6152 | WTOM | 0.00067633 | 58.3783 | Simple method | 51.0291
2021-02-01 | UNI_LV | Simple method region | 231633.7901 | 0.1953 | 45238.0792 | ALPE | 6.3965e-09 | 0.00028937 | Simple method | 0.00025294
2021-02-01 | UNI_LV | Simple method region | 231633.7901 | 0.1953 | 45238.0792 | BUEL | 3.2088e-10 | 1.4516e-05 | Simple method | 1.2689e-05
2021-02-01 | UNI_LV | Simple method region | 231633.7901 | 0.1953 | 45238.0792 | CHBP | 3.2623e-06 | 0.14758 | Simple method | 0.129
2021-02-01 | UNI_LV | Simple method region | 231633.7901 | 0.1953 | 45238.0792 | COUP | 0.0016064 | 72.6703 | Simple method | 63.5219
2021-02-01 | UNI_LV | Simple method region | 231633.7901 | 0.1953 | 45238.0792 | CTCT | 0.12055 | 5453.5315 | Simple method | 4766.9878
2021-02-01 | UNI_LV | Simple method region | 231633.7901 | 0.1953 | 45238.0792 | DUNE | 0.00011162 | 5.0493 | Simple method | 4.4137
2021-02-01 | UNI_LV | Simple method region | 231633.7901 | 0.1953 | 45238.0792 | EASH | 5.613e-09 | 0.00025392 | Simple method | 0.00022196
2021-02-01 | UNI_LV | Simple method region | 231633.7901 | 0.1953 | 45238.0792 | EAST | 2.3551e-08 | 0.0010654 | Simple method | 0.00093128
2021-02-01 | UNI_LV | Simple method region | 231633.7901 | 0.1953 | 45238.0792 | GENE | 0.1431 | 6473.4024 | Simple method | 5658.4674
2021-02-01 | UNI_LV | Simple method region | 231633.7901 | 0.1953 | 45238.0792 | HORO | 8.9764e-06 | 0.40608 | Simple method | 0.35496
2021-02-01 | UNI_LV | Simple method region | 231633.7901 | 0.1953 | 45238.0792 | HRZE | 5.1516e-05 | 2.3305 | Simple method | 2.0371
2021-02-01 | UNI_LV | Simple method region | 231633.7901 | 0.1953 | 45238.0792 | KIWI | 3.585e-05 | 1.6218 | Simple method | 1.4176
2021-02-01 | UNI_LV | Simple method region | 231633.7901 | 0.1953 | 45238.0792 | KUPE | 1.6933e-06 | 0.0766 | Simple method | 0.066957
2021-02-01 | UNI_LV | Simple method region | 231633.7901 | 0.1953 | 45238.0792 | MARL | 3.0922e-09 | 0.00013989 | Simple method | 0.00012228
2021-02-01 | UNI_LV | Simple method region | 231633.7901 | 0.1953 | 45238.0792 | MELT | 6.0266e-05 | 2.7263 | Simple method | 2.3831
2021-02-01 | UNI_LV | Simple method region | 231633.7901 | 0.1953 | 45238.0792 | MELW | 1.4382e-06 | 0.065063 | Simple method | 0.056872
2021-02-01 | UNI_LV | Simple method region | 231633.7901 | 0.1953 | 45238.0792 | MERI | 0.060686 | 2745.3291 | Simple method | 2399.7203
2021-02-01 | UNI_LV | Simple method region | 231633.7901 | 0.1953 | 45238.0792 | METH | 1.3701e-06 | 0.061981 | Simple method | 0.054178
2021-02-01 | UNI_LV | Simple method region | 231633.7901 | 0.1953 | 45238.0792 | MPOW | 8.0078e-09 | 0.00036226 | Simple method | 0.00031665
2021-02-01 | UNI_LV | Simple method region | 231633.7901 | 0.1953 | 45238.0792 | MRPL | 0.074065 | 3350.5723 | Simple method | 2928.7697
2021-02-01 | UNI_LV | Simple method region | 231633.7901 | 0.1953 | 45238.0792 | MSVP | 0.019802 | 895.7982 | Simple method | 783.0264
2021-02-01 | UNI_LV | Simple method region | 231633.7901 | 0.1953 | 45238.0792 | NAPA | 0.030196 | 1366.0235 | Simple method | 1194.0551
2021-02-01 | UNI_LV | Simple method region | 231633.7901 | 0.1953 | 45238.0792 | NELS | 5.8809e-10 | 2.6604e-05 | Simple method | 2.3255e-05
2021-02-01 | UNI_LV | Simple method region | 231633.7901 | 0.1953 | 45238.0792 | NPOW | 0.022426 | 1014.5235 | Simple method | 886.8054
2021-02-01 | UNI_LV | Simple method region | 231633.7901 | 0.1953 | 45238.0792 | NTRG | 0.01845 | 834.6431 | Simple method | 729.5701
2021-02-01 | UNI_LV | Simple method region | 231633.7901 | 0.1953 | 45238.0792 | NZAS | 2.09e-08 | 0.00094549 | Simple method | 0.00082647
2021-02-01 | UNI_LV | Simple method region | 231633.7901 | 0.1953 | 45238.0792 | NZST | 0.00022586 | 10.2177 | Simple method | 8.9314
2021-02-01 | UNI_LV | Simple method region | 231633.7901 | 0.1953 | 45238.0792 | OMVP | 2.1991e-06 | 0.099481 | Simple method | 0.086957
2021-02-01 | UNI_LV | Simple method region | 231633.7901 | 0.1953 | 45238.0792 | ORON | 4.1219e-08 | 0.0018647 | Simple method | 0.0016299
2021-02-01 | UNI_LV | Simple method region | 231633.7901 | 0.1953 | 45238.0792 | PANP | 6.2923e-08 | 0.0028465 | Simple method | 0.0024882
2021-02-01 | UNI_LV | Simple method region | 231633.7901 | 0.1953 | 45238.0792 | POCO | 0.0039896 | 180.4814 | Simple method | 157.7607
2021-02-01 | UNI_LV | Simple method region | 231633.7901 | 0.1953 | 45238.0792 | POWN | 0.00010093 | 4.5658 | Simple method | 3.991
2021-02-01 | UNI_LV | Simple method region | 231633.7901 | 0.1953 | 45238.0792 | RAYN | 2.4456e-11 | 1.1064e-06 | Simple method | 9.6708e-07
2021-02-01 | UNI_LV | Simple method region | 231633.7901 | 0.1953 | 45238.0792 | SCAN | 2.2854e-06 | 0.10339 | Simple method | 0.090371
2021-02-01 | UNI_LV | Simple method region | 231633.7901 | 0.1953 | 45238.0792 | SCGL | 0.0016928 | 76.5804 | Simple method | 66.9397
2021-02-01 | UNI_LV | Simple method region | 231633.7901 | 0.1953 | 45238.0792 | SHPK | 6.1482e-11 | 2.7813e-06 | Simple method | 2.4312e-06
2021-02-01 | UNI_LV | Simple method region | 231633.7901 | 0.1953 | 45238.0792 | SKOG | 0.001627 | 73.603 | Simple method | 64.3372
2021-02-01 | UNI_LV | Simple method region | 231633.7901 | 0.1953 | 45238.0792 | SOLE | 1.0091e-13 | 4.5651e-09 | Simple method | 3.9904e-09
2021-02-01 | UNI_LV | Simple method region | 231633.7901 | 0.1953 | 45238.0792 | SOU2 | 0.00017445 | 7.8919 | Simple method | 6.8984
2021-02-01 | UNI_LV | Simple method region | 231633.7901 | 0.1953 | 45238.0792 | TARW | 0.011279 | 510.2418 | Simple method | 446.0076
2021-02-01 | UNI_LV | Simple method region | 231633.7901 | 0.1953 | 45238.0792 | TASM | 7.0083e-09 | 0.00031704 | Simple method | 0.00027713
2021-02-01 | UNI_LV | Simple method region | 231633.7901 | 0.1953 | 45238.0792 | TBOP | 3.1737e-05 | 1.4357 | Simple method | 1.255
2021-02-01 | UNI_LV | Simple method region | 231633.7901 | 0.1953 | 45238.0792 | TOD3 | 0.0001667 | 7.5412 | Simple method | 6.5918
2021-02-01 | UNI_LV | Simple method region | 231633.7901 | 0.1953 | 45238.0792 | TOPE | 0.0016916 | 76.526 | Simple method | 66.8922
2021-02-01 | UNI_LV | Simple method region | 231633.7901 | 0.1953 | 45238.0792 | TRNZ | 8.097e-06 | 0.36629 | Simple method | 0.32018
2021-02-01 | UNI_LV | Simple method region | 231633.7901 | 0.1953 | 45238.0792 | TRUG | 0.00052724 | 23.8513 | Simple method | 20.8487
2021-02-01 | UNI_LV | Simple method region | 231633.7901 | 0.1953 | 45238.0792 | UNET | 0.0025729 | 116.3927 | Simple method | 101.7401
2021-02-01 | UNI_LV | Simple method region | 231633.7901 | 0.1953 | 45238.0792 | UNIS | 0.0058623 | 265.2009 | Simple method | 231.8148
2021-02-01 | UNI_LV | Simple method region | 231633.7901 | 0.1953 | 45238.0792 | VECT | 0.46227 | 20912.1116 | Simple method | 18279.4914
2021-02-01 | UNI_LV | Simple method region | 231633.7901 | 0.1953 | 45238.0792 | WAIP | 0.0016022 | 72.4824 | Simple method | 63.3576
2021-02-01 | UNI_LV | Simple method region | 231633.7901 | 0.1953 | 45238.0792 | WATA | 2.7883e-09 | 0.00012614 | Simple method | 0.00011026
2021-02-01 | UNI_LV | Simple method region | 231633.7901 | 0.1953 | 45238.0792 | WAV1 | 0.011596 | 524.5665 | Simple method | 458.529
2021-02-01 | UNI_LV | Simple method region | 231633.7901 | 0.1953 | 45238.0792 | WELE | 0.0027462 | 124.2348 | Simple method | 108.5949
2021-02-01 | UNI_LV | Simple method region | 231633.7901 | 0.1953 | 45238.0792 | WNST | 3.6451e-08 | 0.001649 | Simple method | 0.0014414
2021-02-01 | UNI_LV | Simple method region | 231633.7901 | 0.1953 | 45238.0792 | WPOW | 1.6299e-09 | 7.3734e-05 | Simple method | 6.4452e-05
2021-02-01 | UNI_LV | Simple method region | 231633.7901 | 0.1953 | 45238.0792 | WTOM | 0.00067633 | 30.5958 | Simple method | 26.7441
2021-03-01 | UNI_LV | Simple method region | 242184.2778 | 0.2048 | 49599.3401 | ALPE | 6.3965e-09 | 0.00031726 | Simple method | 0.00027732
2021-03-01 | UNI_LV | Simple method region | 242184.2778 | 0.2048 | 49599.3401 | BUEL | 3.2088e-10 | 1.5915e-05 | Simple method | 1.3912e-05
2021-03-01 | UNI_LV | Simple method region | 242184.2778 | 0.2048 | 49599.3401 | CHBP | 3.2623e-06 | 0.16181 | Simple method | 0.14144
2021-03-01 | UNI_LV | Simple method region | 242184.2778 | 0.2048 | 49599.3401 | COUP | 0.0016064 | 79.6763 | Simple method | 69.6458
2021-03-01 | UNI_LV | Simple method region | 242184.2778 | 0.2048 | 49599.3401 | CTCT | 0.12055 | 5979.2893 | Simple method | 5226.5581
2021-03-01 | UNI_LV | Simple method region | 242184.2778 | 0.2048 | 49599.3401 | DUNE | 0.00011162 | 5.5361 | Simple method | 4.8392
2021-03-01 | UNI_LV | Simple method region | 242184.2778 | 0.2048 | 49599.3401 | EASH | 5.613e-09 | 0.0002784 | Simple method | 0.00024335
2021-03-01 | UNI_LV | Simple method region | 242184.2778 | 0.2048 | 49599.3401 | EAST | 2.3551e-08 | 0.0011681 | Simple method | 0.0010211
2021-03-01 | UNI_LV | Simple method region | 242184.2778 | 0.2048 | 49599.3401 | GENE | 0.1431 | 7097.4827 | Simple method | 6203.9825
2021-03-01 | UNI_LV | Simple method region | 242184.2778 | 0.2048 | 49599.3401 | HORO | 8.9764e-06 | 0.44522 | Simple method | 0.38918
2021-03-01 | UNI_LV | Simple method region | 242184.2778 | 0.2048 | 49599.3401 | HRZE | 5.1516e-05 | 2.5552 | Simple method | 2.2335
2021-03-01 | UNI_LV | Simple method region | 242184.2778 | 0.2048 | 49599.3401 | KIWI | 3.585e-05 | 1.7781 | Simple method | 1.5543
2021-03-01 | UNI_LV | Simple method region | 242184.2778 | 0.2048 | 49599.3401 | KUPE | 1.6933e-06 | 0.083985 | Simple method | 0.073412
2021-03-01 | UNI_LV | Simple method region | 242184.2778 | 0.2048 | 49599.3401 | MARL | 3.0922e-09 | 0.00015337 | Simple method | 0.00013406
2021-03-01 | UNI_LV | Simple method region | 242184.2778 | 0.2048 | 49599.3401 | MELT | 6.0266e-05 | 2.9892 | Simple method | 2.6128
2021-03-01 | UNI_LV | Simple method region | 242184.2778 | 0.2048 | 49599.3401 | MELW | 1.4382e-06 | 0.071336 | Simple method | 0.062355
2021-03-01 | UNI_LV | Simple method region | 242184.2778 | 0.2048 | 49599.3401 | MERI | 0.060686 | 3009.9976 | Simple method | 2631.0698
2021-03-01 | UNI_LV | Simple method region | 242184.2778 | 0.2048 | 49599.3401 | METH | 1.3701e-06 | 0.067956 | Simple method | 0.059401
2021-03-01 | UNI_LV | Simple method region | 242184.2778 | 0.2048 | 49599.3401 | MPOW | 8.0078e-09 | 0.00039718 | Simple method | 0.00034718
2021-03-01 | UNI_LV | Simple method region | 242184.2778 | 0.2048 | 49599.3401 | MRPL | 0.074065 | 3673.5905 | Simple method | 3211.1231
2021-03-01 | UNI_LV | Simple method region | 242184.2778 | 0.2048 | 49599.3401 | MSVP | 0.019802 | 982.1593 | Simple method | 858.5155
2021-03-01 | UNI_LV | Simple method region | 242184.2778 | 0.2048 | 49599.3401 | NAPA | 0.030196 | 1497.7175 | Simple method | 1309.1702
2021-03-01 | UNI_LV | Simple method region | 242184.2778 | 0.2048 | 49599.3401 | NELS | 5.8809e-10 | 2.9169e-05 | Simple method | 2.5497e-05
2021-03-01 | UNI_LV | Simple method region | 242184.2778 | 0.2048 | 49599.3401 | NPOW | 0.022426 | 1112.3305 | Simple method | 972.2995
2021-03-01 | UNI_LV | Simple method region | 242184.2778 | 0.2048 | 49599.3401 | NTRG | 0.01845 | 915.1084 | Simple method | 799.9056
2021-03-01 | UNI_LV | Simple method region | 242184.2778 | 0.2048 | 49599.3401 | NZAS | 2.09e-08 | 0.0010366 | Simple method | 0.00090614
2021-03-01 | UNI_LV | Simple method region | 242184.2778 | 0.2048 | 49599.3401 | NZST | 0.00022586 | 11.2027 | Simple method | 9.7924
2021-03-01 | UNI_LV | Simple method region | 242184.2778 | 0.2048 | 49599.3401 | OMVP | 2.1991e-06 | 0.10907 | Simple method | 0.095341
2021-03-01 | UNI_LV | Simple method region | 242184.2778 | 0.2048 | 49599.3401 | ORON | 4.1219e-08 | 0.0020445 | Simple method | 0.0017871
2021-03-01 | UNI_LV | Simple method region | 242184.2778 | 0.2048 | 49599.3401 | PANP | 6.2923e-08 | 0.0031209 | Simple method | 0.002728
2021-03-01 | UNI_LV | Simple method region | 242184.2778 | 0.2048 | 49599.3401 | POCO | 0.0039896 | 197.8811 | Simple method | 172.9699
2021-03-01 | UNI_LV | Simple method region | 242184.2778 | 0.2048 | 49599.3401 | POWN | 0.00010093 | 5.006 | Simple method | 4.3758
2021-03-01 | UNI_LV | Simple method region | 242184.2778 | 0.2048 | 49599.3401 | RAYN | 2.4456e-11 | 1.213e-06 | Simple method | 1.0603e-06
2021-03-01 | UNI_LV | Simple method region | 242184.2778 | 0.2048 | 49599.3401 | SCAN | 2.2854e-06 | 0.11335 | Simple method | 0.099084
2021-03-01 | UNI_LV | Simple method region | 242184.2778 | 0.2048 | 49599.3401 | SCGL | 0.0016928 | 83.9633 | Simple method | 73.3932
2021-03-01 | UNI_LV | Simple method region | 242184.2778 | 0.2048 | 49599.3401 | SHPK | 6.1482e-11 | 3.0495e-06 | Simple method | 2.6656e-06
2021-03-01 | UNI_LV | Simple method region | 242184.2778 | 0.2048 | 49599.3401 | SKOG | 0.001627 | 80.6989 | Simple method | 70.5397
2021-03-01 | UNI_LV | Simple method region | 242184.2778 | 0.2048 | 49599.3401 | SOLE | 1.0091e-13 | 5.0052e-09 | Simple method | 4.3751e-09
2021-03-01 | UNI_LV | Simple method region | 242184.2778 | 0.2048 | 49599.3401 | SOU2 | 0.00017445 | 8.6527 | Simple method | 7.5634
2021-03-01 | UNI_LV | Simple method region | 242184.2778 | 0.2048 | 49599.3401 | TARW | 0.011279 | 559.4326 | Simple method | 489.0058
2021-03-01 | UNI_LV | Simple method region | 242184.2778 | 0.2048 | 49599.3401 | TASM | 7.0083e-09 | 0.00034761 | Simple method | 0.00030385
2021-03-01 | UNI_LV | Simple method region | 242184.2778 | 0.2048 | 49599.3401 | TBOP | 3.1737e-05 | 1.5741 | Simple method | 1.376
2021-03-01 | UNI_LV | Simple method region | 242184.2778 | 0.2048 | 49599.3401 | TOD3 | 0.0001667 | 8.2682 | Simple method | 7.2273
2021-03-01 | UNI_LV | Simple method region | 242184.2778 | 0.2048 | 49599.3401 | TOPE | 0.0016916 | 83.9037 | Simple method | 73.3411
2021-03-01 | UNI_LV | Simple method region | 242184.2778 | 0.2048 | 49599.3401 | TRNZ | 8.097e-06 | 0.40161 | Simple method | 0.35105
2021-03-01 | UNI_LV | Simple method region | 242184.2778 | 0.2048 | 49599.3401 | TRUG | 0.00052724 | 26.1507 | Simple method | 22.8586
2021-03-01 | UNI_LV | Simple method region | 242184.2778 | 0.2048 | 49599.3401 | UNET | 0.0025729 | 127.6138 | Simple method | 111.5485
2021-03-01 | UNI_LV | Simple method region | 242184.2778 | 0.2048 | 49599.3401 | UNIS | 0.0058623 | 290.768 | Simple method | 254.1633
2021-03-01 | UNI_LV | Simple method region | 242184.2778 | 0.2048 | 49599.3401 | VECT | 0.46227 | 22928.1825 | Simple method | 20041.7596
2021-03-01 | UNI_LV | Simple method region | 242184.2778 | 0.2048 | 49599.3401 | WAIP | 0.0016022 | 79.4702 | Simple method | 69.4657
2021-03-01 | UNI_LV | Simple method region | 242184.2778 | 0.2048 | 49599.3401 | WATA | 2.7883e-09 | 0.0001383 | Simple method | 0.00012089
2021-03-01 | UNI_LV | Simple method region | 242184.2778 | 0.2048 | 49599.3401 | WAV1 | 0.011596 | 575.1383 | Simple method | 502.7343
2021-03-01 | UNI_LV | Simple method region | 242184.2778 | 0.2048 | 49599.3401 | WELE | 0.0027462 | 136.2119 | Simple method | 119.0642
2021-03-01 | UNI_LV | Simple method region | 242184.2778 | 0.2048 | 49599.3401 | WNST | 3.6451e-08 | 0.0018079 | Simple method | 0.0015803
2021-03-01 | UNI_LV | Simple method region | 242184.2778 | 0.2048 | 49599.3401 | WPOW | 1.6299e-09 | 8.0843e-05 | Simple method | 7.0666e-05
2021-03-01 | UNI_LV | Simple method region | 242184.2778 | 0.2048 | 49599.3401 | WTOM | 0.00067633 | 33.5454 | Simple method | 29.3224
2020-04-01 | USI_HV | Simple method region | 691041.6919 | 2.1412 | 1479658.4707 | ALPE | 0.042521 | 62916.8911 | Simple method | 54996.3001
2020-04-01 | USI_HV | Simple method region | 691041.6919 | 2.1412 | 1479658.4707 | BUEL | 0.0028612 | 4233.5615 | Simple method | 3700.5995
2020-04-01 | USI_HV | Simple method region | 691041.6919 | 2.1412 | 1479658.4707 | CHBP | 1.1612e-22 | 1.7182e-16 | Simple method | 1.5019e-16
2020-04-01 | USI_HV | Simple method region | 691041.6919 | 2.1412 | 1479658.4707 | COUP | 0 | 0 | Simple method | 0
2020-04-01 | USI_HV | Simple method region | 691041.6919 | 2.1412 | 1479658.4707 | CTCT | 0.036868 | 54551.6537 | Simple method | 47684.1603
2020-04-01 | USI_HV | Simple method region | 691041.6919 | 2.1412 | 1479658.4707 | DUNE | 0.00061586 | 911.2579 | Simple method | 796.5399
2020-04-01 | USI_HV | Simple method region | 691041.6919 | 2.1412 | 1479658.4707 | EASH | 0.041901 | 61999.5391 | Simple method | 54194.4333
2020-04-01 | USI_HV | Simple method region | 691041.6919 | 2.1412 | 1479658.4707 | EAST | 1.337e-22 | 1.9783e-16 | Simple method | 1.7292e-16
2020-04-01 | USI_HV | Simple method region | 691041.6919 | 2.1412 | 1479658.4707 | GENE | 0.046 | 68064.4542 | Simple method | 59495.8378
2020-04-01 | USI_HV | Simple method region | 691041.6919 | 2.1412 | 1479658.4707 | HORO | 9.2537e-07 | 1.3692 | Simple method | 1.1969
2020-04-01 | USI_HV | Simple method region | 691041.6919 | 2.1412 | 1479658.4707 | HRZE | 4.2851e-06 | 6.3405 | Simple method | 5.5423
2020-04-01 | USI_HV | Simple method region | 691041.6919 | 2.1412 | 1479658.4707 | KIWI | 4.6984e-06 | 6.9521 | Simple method | 6.0769
2020-04-01 | USI_HV | Simple method region | 691041.6919 | 2.1412 | 1479658.4707 | KUPE | 6.0273e-23 | 8.9184e-17 | Simple method | 7.7956e-17
2020-04-01 | USI_HV | Simple method region | 691041.6919 | 2.1412 | 1479658.4707 | MARL | 0.027572 | 40797.182 | Simple method | 35661.2354
2020-04-01 | USI_HV | Simple method region | 691041.6919 | 2.1412 | 1479658.4707 | MELT | 7.8977e-06 | 11.686 | Simple method | 10.2148
2020-04-01 | USI_HV | Simple method region | 691041.6919 | 2.1412 | 1479658.4707 | MELW | 2.4557e-07 | 0.36336 | Simple method | 0.31761
2020-04-01 | USI_HV | Simple method region | 691041.6919 | 2.1412 | 1479658.4707 | MERI | 0.41456 | 613410.5351 | Simple method | 536188.4426
2020-04-01 | USI_HV | Simple method region | 691041.6919 | 2.1412 | 1479658.4707 | METH | 4.877e-23 | 7.2163e-17 | Simple method | 6.3078e-17
2020-04-01 | USI_HV | Simple method region | 691041.6919 | 2.1412 | 1479658.4707 | MPOW | 0.049426 | 73134.3014 | Simple method | 63927.4433
2020-04-01 | USI_HV | Simple method region | 691041.6919 | 2.1412 | 1479658.4707 | MRPL | 0.0027101 | 4010.0692 | Simple method | 3505.2427
2020-04-01 | USI_HV | Simple method region | 691041.6919 | 2.1412 | 1479658.4707 | MSVP | 0.00073252 | 1083.8731 | Simple method | 947.4246
2020-04-01 | USI_HV | Simple method region | 691041.6919 | 2.1412 | 1479658.4707 | NAPA | 0.001117 | 1652.8233 | Simple method | 1444.7498
2020-04-01 | USI_HV | Simple method region | 691041.6919 | 2.1412 | 1479658.4707 | NELS | 0.0043838 | 6486.5172 | Simple method | 5669.9312
2020-04-01 | USI_HV | Simple method region | 691041.6919 | 2.1412 | 1479658.4707 | NPOW | 8.4592e-21 | 1.2517e-14 | Simple method | 1.0941e-14
2020-04-01 | USI_HV | Simple method region | 691041.6919 | 2.1412 | 1479658.4707 | NTRG | 0.00068251 | 1009.8783 | Simple method | 882.745
2020-04-01 | USI_HV | Simple method region | 691041.6919 | 2.1412 | 1479658.4707 | NZAS | 0 | 0 | Simple method | 0
2020-04-01 | USI_HV | Simple method region | 691041.6919 | 2.1412 | 1479658.4707 | NZST | 3.1043e-15 | 4.5933e-09 | Simple method | 4.015e-09
2020-04-01 | USI_HV | Simple method region | 691041.6919 | 2.1412 | 1479658.4707 | OMVP | 7.8277e-23 | 1.1582e-16 | Simple method | 1.0124e-16
2020-04-01 | USI_HV | Simple method region | 691041.6919 | 2.1412 | 1479658.4707 | ORON | 0.26282 | 388886.3398 | Simple method | 339929.5398
2020-04-01 | USI_HV | Simple method region | 691041.6919 | 2.1412 | 1479658.4707 | PANP | 0 | 0 | Simple method | 0
2020-04-01 | USI_HV | Simple method region | 691041.6919 | 2.1412 | 1479658.4707 | POCO | 6.5825e-06 | 9.7398 | Simple method | 8.5136
2020-04-01 | USI_HV | Simple method region | 691041.6919 | 2.1412 | 1479658.4707 | POWN | 0.00055818 | 825.9127 | Simple method | 721.9388
2020-04-01 | USI_HV | Simple method region | 691041.6919 | 2.1412 | 1479658.4707 | RAYN | 3.3653e-23 | 4.9795e-17 | Simple method | 4.3526e-17
2020-04-01 | USI_HV | Simple method region | 691041.6919 | 2.1412 | 1479658.4707 | SCAN | 8.135e-23 | 1.2037e-16 | Simple method | 1.0522e-16
2020-04-01 | USI_HV | Simple method region | 691041.6919 | 2.1412 | 1479658.4707 | SCGL | 2.3273e-14 | 3.4436e-08 | Simple method | 3.0101e-08
2020-04-01 | USI_HV | Simple method region | 691041.6919 | 2.1412 | 1479658.4707 | SHPK | 0 | 0 | Simple method | 0
2020-04-01 | USI_HV | Simple method region | 691041.6919 | 2.1412 | 1479658.4707 | SKOG | 0.00013546 | 200.4404 | Simple method | 175.207
2020-04-01 | USI_HV | Simple method region | 691041.6919 | 2.1412 | 1479658.4707 | SOLE | 1.3886e-25 | 2.0547e-19 | Simple method | 1.796e-19
2020-04-01 | USI_HV | Simple method region | 691041.6919 | 2.1412 | 1479658.4707 | SOU2 | 1.4525e-05 | 21.4924 | Simple method | 18.7867
2020-04-01 | USI_HV | Simple method region | 691041.6919 | 2.1412 | 1479658.4707 | TARW | 0.00041724 | 617.3683 | Simple method | 539.6479
2020-04-01 | USI_HV | Simple method region | 691041.6919 | 2.1412 | 1479658.4707 | TASM | 0.052672 | 77937.0029 | Simple method | 68125.5339
2020-04-01 | USI_HV | Simple method region | 691041.6919 | 2.1412 | 1479658.4707 | TBOP | 4.16e-06 | 6.1554 | Simple method | 5.3805
2020-04-01 | USI_HV | Simple method region | 691041.6919 | 2.1412 | 1479658.4707 | TOD3 | 2.1846e-05 | 32.3251 | Simple method | 28.2557
2020-04-01 | USI_HV | Simple method region | 691041.6919 | 2.1412 | 1479658.4707 | TOPE | 1.7922e-21 | 2.6519e-15 | Simple method | 2.3181e-15
2020-04-01 | USI_HV | Simple method region | 691041.6919 | 2.1412 | 1479658.4707 | TRNZ | 2.9788e-07 | 0.44076 | Simple method | 0.38527
2020-04-01 | USI_HV | Simple method region | 691041.6919 | 2.1412 | 1479658.4707 | TRUG | 0.00011399 | 168.669 | Simple method | 147.4353
2020-04-01 | USI_HV | Simple method region | 691041.6919 | 2.1412 | 1479658.4707 | UNET | 9.504e-05 | 140.6262 | Simple method | 122.9228
2020-04-01 | USI_HV | Simple method region | 691041.6919 | 2.1412 | 1479658.4707 | UNIS | 0.00021686 | 320.8765 | Simple method | 280.4814
2020-04-01 | USI_HV | Simple method region | 691041.6919 | 2.1412 | 1479658.4707 | VECT | 1.5407e-20 | 2.2797e-14 | Simple method | 1.9927e-14
2020-04-01 | USI_HV | Simple method region | 691041.6919 | 2.1412 | 1479658.4707 | WAIP | 0 | 0 | Simple method | 0
2020-04-01 | USI_HV | Simple method region | 691041.6919 | 2.1412 | 1479658.4707 | WATA | 0.00011256 | 166.5462 | Simple method | 145.5797
2020-04-01 | USI_HV | Simple method region | 691041.6919 | 2.1412 | 1479658.4707 | WAV1 | 0.00042895 | 634.7005 | Simple method | 554.7982
2020-04-01 | USI_HV | Simple method region | 691041.6919 | 2.1412 | 1479658.4707 | WELE | 8.4335e-05 | 124.7873 | Simple method | 109.0779
2020-04-01 | USI_HV | Simple method region | 691041.6919 | 2.1412 | 1479658.4707 | WNST | 0 | 0 | Simple method | 0
2020-04-01 | USI_HV | Simple method region | 691041.6919 | 2.1412 | 1479658.4707 | WPOW | 0.010324 | 15275.5351 | Simple method | 13352.5019
2020-04-01 | USI_HV | Simple method region | 691041.6919 | 2.1412 | 1479658.4707 | WTOM | 1.7843e-07 | 0.26402 | Simple method | 0.23078
2020-05-01 | USI_HV | Simple method region | 2466227.9633 | 0.3989 | 983778.3345 | ALPE | 0.042521 | 41831.4602 | Simple method | 36565.3085
2020-05-01 | USI_HV | Simple method region | 2466227.9633 | 0.3989 | 983778.3345 | BUEL | 0.0028612 | 2814.7617 | Simple method | 2460.4121
2020-05-01 | USI_HV | Simple method region | 2466227.9633 | 0.3989 | 983778.3345 | CHBP | 1.1612e-22 | 1.1424e-16 | Simple method | 9.9858e-17
2020-05-01 | USI_HV | Simple method region | 2466227.9633 | 0.3989 | 983778.3345 | COUP | 0 | 0 | Simple method | 0
2020-05-01 | USI_HV | Simple method region | 2466227.9633 | 0.3989 | 983778.3345 | CTCT | 0.036868 | 36269.6772 | Simple method | 31703.697
2020-05-01 | USI_HV | Simple method region | 2466227.9633 | 0.3989 | 983778.3345 | DUNE | 0.00061586 | 605.8667 | Simple method | 529.5943
2020-05-01 | USI_HV | Simple method region | 2466227.9633 | 0.3989 | 983778.3345 | EASH | 0.041901 | 41221.5417 | Simple method | 36032.1726
2020-05-01 | USI_HV | Simple method region | 2466227.9633 | 0.3989 | 983778.3345 | EAST | 1.337e-22 | 1.3153e-16 | Simple method | 1.1497e-16
2020-05-01 | USI_HV | Simple method region | 2466227.9633 | 0.3989 | 983778.3345 | GENE | 0.046 | 45253.9128 | Simple method | 39556.9095
2020-05-01 | USI_HV | Simple method region | 2466227.9633 | 0.3989 | 983778.3345 | HORO | 9.2537e-07 | 0.91036 | Simple method | 0.79576
2020-05-01 | USI_HV | Simple method region | 2466227.9633 | 0.3989 | 983778.3345 | HRZE | 4.2851e-06 | 4.2156 | Simple method | 3.6849
2020-05-01 | USI_HV | Simple method region | 2466227.9633 | 0.3989 | 983778.3345 | KIWI | 4.6984e-06 | 4.6222 | Simple method | 4.0403
2020-05-01 | USI_HV | Simple method region | 2466227.9633 | 0.3989 | 983778.3345 | KUPE | 6.0273e-23 | 5.9295e-17 | Simple method | 5.1831e-17
2020-05-01 | USI_HV | Simple method region | 2466227.9633 | 0.3989 | 983778.3345 | MARL | 0.027572 | 27124.7619 | Simple method | 23710.0327
2020-05-01 | USI_HV | Simple method region | 2466227.9633 | 0.3989 | 983778.3345 | MELT | 7.8977e-06 | 7.7696 | Simple method | 6.7915
2020-05-01 | USI_HV | Simple method region | 2466227.9633 | 0.3989 | 983778.3345 | MELW | 2.4557e-07 | 0.24158 | Simple method | 0.21117
2020-05-01 | USI_HV | Simple method region | 2466227.9633 | 0.3989 | 983778.3345 | MERI | 0.41456 | 407837.3534 | Simple method | 356494.8152
2020-05-01 | USI_HV | Simple method region | 2466227.9633 | 0.3989 | 983778.3345 | METH | 4.877e-23 | 4.7979e-17 | Simple method | 4.1939e-17
2020-05-01 | USI_HV | Simple method region | 2466227.9633 | 0.3989 | 983778.3345 | MPOW | 0.049426 | 48624.6946 | Simple method | 42503.3445
2020-05-01 | USI_HV | Simple method region | 2466227.9633 | 0.3989 | 983778.3345 | MRPL | 0.0027101 | 2666.1688 | Simple method | 2330.5255
2020-05-01 | USI_HV | Simple method region | 2466227.9633 | 0.3989 | 983778.3345 | MSVP | 0.00073252 | 720.6331 | Simple method | 629.9128
2020-05-01 | USI_HV | Simple method region | 2466227.9633 | 0.3989 | 983778.3345 | NAPA | 0.001117 | 1098.9102 | Simple method | 960.5686
2020-05-01 | USI_HV | Simple method region | 2466227.9633 | 0.3989 | 983778.3345 | NELS | 0.0043838 | 4312.6811 | Simple method | 3769.7588
2020-05-01 | USI_HV | Simple method region | 2466227.9633 | 0.3989 | 983778.3345 | NPOW | 8.4592e-21 | 8.322e-15 | Simple method | 7.2743e-15
2020-05-01 | USI_HV | Simple method region | 2466227.9633 | 0.3989 | 983778.3345 | NTRG | 0.00068251 | 671.4363 | Simple method | 586.9094
2020-05-01 | USI_HV | Simple method region | 2466227.9633 | 0.3989 | 983778.3345 | NZAS | 0 | 0 | Simple method | 0
2020-05-01 | USI_HV | Simple method region | 2466227.9633 | 0.3989 | 983778.3345 | NZST | 3.1043e-15 | 3.0539e-09 | Simple method | 2.6695e-09
2020-05-01 | USI_HV | Simple method region | 2466227.9633 | 0.3989 | 983778.3345 | OMVP | 7.8277e-23 | 7.7007e-17 | Simple method | 6.7313e-17
2020-05-01 | USI_HV | Simple method region | 2466227.9633 | 0.3989 | 983778.3345 | ORON | 0.26282 | 258558.2844 | Simple method | 226008.4493
2020-05-01 | USI_HV | Simple method region | 2466227.9633 | 0.3989 | 983778.3345 | PANP | 0 | 0 | Simple method | 0
2020-05-01 | USI_HV | Simple method region | 2466227.9633 | 0.3989 | 983778.3345 | POCO | 6.5825e-06 | 6.4757 | Simple method | 5.6605
2020-05-01 | USI_HV | Simple method region | 2466227.9633 | 0.3989 | 983778.3345 | POWN | 0.00055818 | 549.1234 | Simple method | 479.9944
2020-05-01 | USI_HV | Simple method region | 2466227.9633 | 0.3989 | 983778.3345 | RAYN | 3.3653e-23 | 3.3107e-17 | Simple method | 2.8939e-17
2020-05-01 | USI_HV | Simple method region | 2466227.9633 | 0.3989 | 983778.3345 | SCAN | 8.135e-23 | 8.003e-17 | Simple method | 6.9955e-17
2020-05-01 | USI_HV | Simple method region | 2466227.9633 | 0.3989 | 983778.3345 | SCGL | 2.3273e-14 | 2.2895e-08 | Simple method | 2.0013e-08
2020-05-01 | USI_HV | Simple method region | 2466227.9633 | 0.3989 | 983778.3345 | SHPK | 0 | 0 | Simple method | 0
2020-05-01 | USI_HV | Simple method region | 2466227.9633 | 0.3989 | 983778.3345 | SKOG | 0.00013546 | 133.2665 | Simple method | 116.4896
2020-05-01 | USI_HV | Simple method region | 2466227.9633 | 0.3989 | 983778.3345 | SOLE | 1.3886e-25 | 1.3661e-19 | Simple method | 1.1941e-19
2020-05-01 | USI_HV | Simple method region | 2466227.9633 | 0.3989 | 983778.3345 | SOU2 | 1.4525e-05 | 14.2896 | Simple method | 12.4907
2020-05-01 | USI_HV | Simple method region | 2466227.9633 | 0.3989 | 983778.3345 | TARW | 0.00041724 | 410.4687 | Simple method | 358.7949
2020-05-01 | USI_HV | Simple method region | 2466227.9633 | 0.3989 | 983778.3345 | TASM | 0.052672 | 51817.8596 | Simple method | 45294.5228
2020-05-01 | USI_HV | Simple method region | 2466227.9633 | 0.3989 | 983778.3345 | TBOP | 4.16e-06 | 4.0926 | Simple method | 3.5773
2020-05-01 | USI_HV | Simple method region | 2466227.9633 | 0.3989 | 983778.3345 | TOD3 | 2.1846e-05 | 21.4919 | Simple method | 18.7863
2020-05-01 | USI_HV | Simple method region | 2466227.9633 | 0.3989 | 983778.3345 | TOPE | 1.7922e-21 | 1.7632e-15 | Simple method | 1.5412e-15
2020-05-01 | USI_HV | Simple method region | 2466227.9633 | 0.3989 | 983778.3345 | TRNZ | 2.9788e-07 | 0.29305 | Simple method | 0.25615
2020-05-01 | USI_HV | Simple method region | 2466227.9633 | 0.3989 | 983778.3345 | TRUG | 0.00011399 | 112.1427 | Simple method | 98.0251
2020-05-01 | USI_HV | Simple method region | 2466227.9633 | 0.3989 | 983778.3345 | UNET | 9.504e-05 | 93.4979 | Simple method | 81.7275
2020-05-01 | USI_HV | Simple method region | 2466227.9633 | 0.3989 | 983778.3345 | UNIS | 0.00021686 | 213.3407 | Simple method | 186.4833
2020-05-01 | USI_HV | Simple method region | 2466227.9633 | 0.3989 | 983778.3345 | VECT | 1.5407e-20 | 1.5157e-14 | Simple method | 1.3249e-14
2020-05-01 | USI_HV | Simple method region | 2466227.9633 | 0.3989 | 983778.3345 | WAIP | 0 | 0 | Simple method | 0
2020-05-01 | USI_HV | Simple method region | 2466227.9633 | 0.3989 | 983778.3345 | WATA | 0.00011256 | 110.7313 | Simple method | 96.7914
2020-05-01 | USI_HV | Simple method region | 2466227.9633 | 0.3989 | 983778.3345 | WAV1 | 0.00042895 | 421.9924 | Simple method | 368.8679
2020-05-01 | USI_HV | Simple method region | 2466227.9633 | 0.3989 | 983778.3345 | WELE | 8.4335e-05 | 82.9672 | Simple method | 72.5225
2020-05-01 | USI_HV | Simple method region | 2466227.9633 | 0.3989 | 983778.3345 | WNST | 0 | 0 | Simple method | 0
2020-05-01 | USI_HV | Simple method region | 2466227.9633 | 0.3989 | 983778.3345 | WPOW | 0.010324 | 10156.2224 | Simple method | 8877.6582
2020-05-01 | USI_HV | Simple method region | 2466227.9633 | 0.3989 | 983778.3345 | WTOM | 1.7843e-07 | 0.17554 | Simple method | 0.15344
2020-06-01 | USI_HV | Simple method region | 3818685.1141 | 0.4449 | 1698933.0072 | ALPE | 0.042521 | 72240.7131 | Simple method | 63146.3485
2020-06-01 | USI_HV | Simple method region | 3818685.1141 | 0.4449 | 1698933.0072 | BUEL | 0.0028612 | 4860.9442 | Simple method | 4249.0012
2020-06-01 | USI_HV | Simple method region | 3818685.1141 | 0.4449 | 1698933.0072 | CHBP | 1.1612e-22 | 1.9729e-16 | Simple method | 1.7245e-16
2020-06-01 | USI_HV | Simple method region | 3818685.1141 | 0.4449 | 1698933.0072 | COUP | 0 | 0 | Simple method | 0
2020-06-01 | USI_HV | Simple method region | 3818685.1141 | 0.4449 | 1698933.0072 | CTCT | 0.036868 | 62635.8089 | Simple method | 54750.6032
2020-06-01 | USI_HV | Simple method region | 3818685.1141 | 0.4449 | 1698933.0072 | DUNE | 0.00061586 | 1046.2997 | Simple method | 914.5813
2020-06-01 | USI_HV | Simple method region | 3818685.1141 | 0.4449 | 1698933.0072 | EASH | 0.041901 | 71187.4163 | Simple method | 62225.651
2020-06-01 | USI_HV | Simple method region | 3818685.1141 | 0.4449 | 1698933.0072 | EAST | 1.337e-22 | 2.2714e-16 | Simple method | 1.9855e-16
2020-06-01 | USI_HV | Simple method region | 3818685.1141 | 0.4449 | 1698933.0072 | GENE | 0.046 | 78151.1073 | Simple method | 68312.6847
2020-06-01 | USI_HV | Simple method region | 3818685.1141 | 0.4449 | 1698933.0072 | HORO | 9.2537e-07 | 1.5721 | Simple method | 1.3742
2020-06-01 | USI_HV | Simple method region | 3818685.1141 | 0.4449 | 1698933.0072 | HRZE | 4.2851e-06 | 7.2801 | Simple method | 6.3636
2020-06-01 | USI_HV | Simple method region | 3818685.1141 | 0.4449 | 1698933.0072 | KIWI | 4.6984e-06 | 7.9823 | Simple method | 6.9774
2020-06-01 | USI_HV | Simple method region | 3818685.1141 | 0.4449 | 1698933.0072 | KUPE | 6.0273e-23 | 1.024e-16 | Simple method | 8.9509e-17
2020-06-01 | USI_HV | Simple method region | 3818685.1141 | 0.4449 | 1698933.0072 | MARL | 0.027572 | 46843.0253 | Simple method | 40945.969
2020-06-01 | USI_HV | Simple method region | 3818685.1141 | 0.4449 | 1698933.0072 | MELT | 7.8977e-06 | 13.4177 | Simple method | 11.7286
2020-06-01 | USI_HV | Simple method region | 3818685.1141 | 0.4449 | 1698933.0072 | MELW | 2.4557e-07 | 0.4172 | Simple method | 0.36468
2020-06-01 | USI_HV | Simple method region | 3818685.1141 | 0.4449 | 1698933.0072 | MERI | 0.41456 | 704313.4789 | Simple method | 615647.6385
2020-06-01 | USI_HV | Simple method region | 3818685.1141 | 0.4449 | 1698933.0072 | METH | 4.877e-23 | 8.2857e-17 | Simple method | 7.2426e-17
2020-06-01 | USI_HV | Simple method region | 3818685.1141 | 0.4449 | 1698933.0072 | MPOW | 0.049426 | 83972.2687 | Simple method | 73401.0217
2020-06-01 | USI_HV | Simple method region | 3818685.1141 | 0.4449 | 1698933.0072 | MRPL | 0.0027101 | 4604.3321 | Simple method | 4024.6939
2020-06-01 | USI_HV | Simple method region | 3818685.1141 | 0.4449 | 1698933.0072 | MSVP | 0.00073252 | 1244.4952 | Simple method | 1087.826
2020-06-01 | USI_HV | Simple method region | 3818685.1141 | 0.4449 | 1698933.0072 | NAPA | 0.001117 | 1897.7596 | Simple method | 1658.8511
2020-06-01 | USI_HV | Simple method region | 3818685.1141 | 0.4449 | 1698933.0072 | NELS | 0.0043838 | 7447.7715 | Simple method | 6510.1735
2020-06-01 | USI_HV | Simple method region | 3818685.1141 | 0.4449 | 1698933.0072 | NPOW | 8.4592e-21 | 1.4372e-14 | Simple method | 1.2562e-14
2020-06-01 | USI_HV | Simple method region | 3818685.1141 | 0.4449 | 1698933.0072 | NTRG | 0.00068251 | 1159.5349 | Simple method | 1013.5613
2020-06-01 | USI_HV | Simple method region | 3818685.1141 | 0.4449 | 1698933.0072 | NZAS | 0 | 0 | Simple method | 0
2020-06-01 | USI_HV | Simple method region | 3818685.1141 | 0.4449 | 1698933.0072 | NZST | 3.1043e-15 | 5.274e-09 | Simple method | 4.61e-09
2020-06-01 | USI_HV | Simple method region | 3818685.1141 | 0.4449 | 1698933.0072 | OMVP | 7.8277e-23 | 1.3299e-16 | Simple method | 1.1625e-16
2020-06-01 | USI_HV | Simple method region | 3818685.1141 | 0.4449 | 1698933.0072 | ORON | 0.26282 | 446516.4441 | Simple method | 390304.6052
2020-06-01 | USI_HV | Simple method region | 3818685.1141 | 0.4449 | 1698933.0072 | PANP | 0 | 0 | Simple method | 0
2020-06-01 | USI_HV | Simple method region | 3818685.1141 | 0.4449 | 1698933.0072 | POCO | 6.5825e-06 | 11.1831 | Simple method | 9.7753
2020-06-01 | USI_HV | Simple method region | 3818685.1141 | 0.4449 | 1698933.0072 | POWN | 0.00055818 | 948.307 | Simple method | 828.9248
2020-06-01 | USI_HV | Simple method region | 3818685.1141 | 0.4449 | 1698933.0072 | RAYN | 3.3653e-23 | 5.7174e-17 | Simple method | 4.9977e-17
2020-06-01 | USI_HV | Simple method region | 3818685.1141 | 0.4449 | 1698933.0072 | SCAN | 8.135e-23 | 1.3821e-16 | Simple method | 1.2081e-16
2020-06-01 | USI_HV | Simple method region | 3818685.1141 | 0.4449 | 1698933.0072 | SCGL | 2.3273e-14 | 3.9539e-08 | Simple method | 3.4561e-08
2020-06-01 | USI_HV | Simple method region | 3818685.1141 | 0.4449 | 1698933.0072 | SHPK | 0 | 0 | Simple method | 0
2020-06-01 | USI_HV | Simple method region | 3818685.1141 | 0.4449 | 1698933.0072 | SKOG | 0.00013546 | 230.1442 | Simple method | 201.1714
2020-06-01 | USI_HV | Simple method region | 3818685.1141 | 0.4449 | 1698933.0072 | SOLE | 1.3886e-25 | 2.3591e-19 | Simple method | 2.0622e-19
2020-06-01 | USI_HV | Simple method region | 3818685.1141 | 0.4449 | 1698933.0072 | SOU2 | 1.4525e-05 | 24.6774 | Simple method | 21.5707
2020-06-01 | USI_HV | Simple method region | 3818685.1141 | 0.4449 | 1698933.0072 | TARW | 0.00041724 | 708.8577 | Simple method | 619.6198
2020-06-01 | USI_HV | Simple method region | 3818685.1141 | 0.4449 | 1698933.0072 | TASM | 0.052672 | 89486.6953 | Simple method | 78221.2385
2020-06-01 | USI_HV | Simple method region | 3818685.1141 | 0.4449 | 1698933.0072 | TBOP | 4.16e-06 | 7.0676 | Simple method | 6.1779
2020-06-01 | USI_HV | Simple method region | 3818685.1141 | 0.4449 | 1698933.0072 | TOD3 | 2.1846e-05 | 37.1154 | Simple method | 32.443
2020-06-01 | USI_HV | Simple method region | 3818685.1141 | 0.4449 | 1698933.0072 | TOPE | 1.7922e-21 | 3.0449e-15 | Simple method | 2.6616e-15
2020-06-01 | USI_HV | Simple method region | 3818685.1141 | 0.4449 | 1698933.0072 | TRNZ | 2.9788e-07 | 0.50607 | Simple method | 0.44236
2020-06-01 | USI_HV | Simple method region | 3818685.1141 | 0.4449 | 1698933.0072 | TRUG | 0.00011399 | 193.6645 | Simple method | 169.2841
2020-06-01 | USI_HV | Simple method region | 3818685.1141 | 0.4449 | 1698933.0072 | UNET | 9.504e-05 | 161.466 | Simple method | 141.1391
2020-06-01 | USI_HV | Simple method region | 3818685.1141 | 0.4449 | 1698933.0072 | UNIS | 0.00021686 | 368.428 | Simple method | 322.0467
2020-06-01 | USI_HV | Simple method region | 3818685.1141 | 0.4449 | 1698933.0072 | VECT | 1.5407e-20 | 2.6176e-14 | Simple method | 2.288e-14
2020-06-01 | USI_HV | Simple method region | 3818685.1141 | 0.4449 | 1698933.0072 | WAIP | 0 | 0 | Simple method | 0
2020-06-01 | USI_HV | Simple method region | 3818685.1141 | 0.4449 | 1698933.0072 | WATA | 0.00011256 | 191.2271 | Simple method | 167.1536
2020-06-01 | USI_HV | Simple method region | 3818685.1141 | 0.4449 | 1698933.0072 | WAV1 | 0.00042895 | 728.7584 | Simple method | 637.0152
2020-06-01 | USI_HV | Simple method region | 3818685.1141 | 0.4449 | 1698933.0072 | WELE | 8.4335e-05 | 143.2799 | Simple method | 125.2424
2020-06-01 | USI_HV | Simple method region | 3818685.1141 | 0.4449 | 1698933.0072 | WNST | 0 | 0 | Simple method | 0
2020-06-01 | USI_HV | Simple method region | 3818685.1141 | 0.4449 | 1698933.0072 | WPOW | 0.010324 | 17539.2574 | Simple method | 15331.2448
2020-06-01 | USI_HV | Simple method region | 3818685.1141 | 0.4449 | 1698933.0072 | WTOM | 1.7843e-07 | 0.30314 | Simple method | 0.26498
2020-07-01 | USI_HV | Simple method region | 3606971.2681 | 0.5722 | 2063908.9596 | ALPE | 0.042521 | 87759.9377 | Simple method | 76711.862
2020-07-01 | USI_HV | Simple method region | 3606971.2681 | 0.5722 | 2063908.9596 | BUEL | 0.0028612 | 5905.2042 | Simple method | 5161.7996
2020-07-01 | USI_HV | Simple method region | 3606971.2681 | 0.5722 | 2063908.9596 | CHBP | 1.1612e-22 | 2.3967e-16 | Simple method | 2.095e-16
2020-07-01 | USI_HV | Simple method region | 3606971.2681 | 0.5722 | 2063908.9596 | COUP | 0 | 0 | Simple method | 0
2020-07-01 | USI_HV | Simple method region | 3606971.2681 | 0.5722 | 2063908.9596 | CTCT | 0.036868 | 76091.6449 | Simple method | 66512.4875
2020-07-01 | USI_HV | Simple method region | 3606971.2681 | 0.5722 | 2063908.9596 | DUNE | 0.00061586 | 1271.0726 | Simple method | 1111.0576
2020-07-01 | USI_HV | Simple method region | 3606971.2681 | 0.5722 | 2063908.9596 | EASH | 0.041901 | 86480.3648 | Simple method | 75593.3742
2020-07-01 | USI_HV | Simple method region | 3606971.2681 | 0.5722 | 2063908.9596 | EAST | 1.337e-22 | 2.7594e-16 | Simple method | 2.412e-16
2020-07-01 | USI_HV | Simple method region | 3606971.2681 | 0.5722 | 2063908.9596 | GENE | 0.046 | 94940.0417 | Simple method | 82988.0646
2020-07-01 | USI_HV | Simple method region | 3606971.2681 | 0.5722 | 2063908.9596 | HORO | 9.2537e-07 | 1.9099 | Simple method | 1.6694
2020-07-01 | USI_HV | Simple method region | 3606971.2681 | 0.5722 | 2063908.9596 | HRZE | 4.2851e-06 | 8.8441 | Simple method | 7.7307
2020-07-01 | USI_HV | Simple method region | 3606971.2681 | 0.5722 | 2063908.9596 | KIWI | 4.6984e-06 | 9.6971 | Simple method | 8.4764
2020-07-01 | USI_HV | Simple method region | 3606971.2681 | 0.5722 | 2063908.9596 | KUPE | 6.0273e-23 | 1.244e-16 | Simple method | 1.0874e-16
2020-07-01 | USI_HV | Simple method region | 3606971.2681 | 0.5722 | 2063908.9596 | MARL | 0.027572 | 56906.1518 | Simple method | 49742.2511
2020-07-01 | USI_HV | Simple method region | 3606971.2681 | 0.5722 | 2063908.9596 | MELT | 7.8977e-06 | 16.3002 | Simple method | 14.2482
2020-07-01 | USI_HV | Simple method region | 3606971.2681 | 0.5722 | 2063908.9596 | MELW | 2.4557e-07 | 0.50683 | Simple method | 0.44302
2020-07-01 | USI_HV | Simple method region | 3606971.2681 | 0.5722 | 2063908.9596 | MERI | 0.41456 | 855618.7286 | Simple method | 747905.1097
2020-07-01 | USI_HV | Simple method region | 3606971.2681 | 0.5722 | 2063908.9596 | METH | 4.877e-23 | 1.0066e-16 | Simple method | 8.7985e-17
2020-07-01 | USI_HV | Simple method region | 3606971.2681 | 0.5722 | 2063908.9596 | MPOW | 0.049426 | 102011.7432 | Simple method | 89169.5115
2020-07-01 | USI_HV | Simple method region | 3606971.2681 | 0.5722 | 2063908.9596 | MRPL | 0.0027101 | 5593.465 | Simple method | 4889.3051
2020-07-01 | USI_HV | Simple method region | 3606971.2681 | 0.5722 | 2063908.9596 | MSVP | 0.00073252 | 1511.8458 | Simple method | 1321.5199
2020-07-01 | USI_HV | Simple method region | 3606971.2681 | 0.5722 | 2063908.9596 | NAPA | 0.001117 | 2305.4487 | Simple method | 2015.2164
2020-07-01 | USI_HV | Simple method region | 3606971.2681 | 0.5722 | 2063908.9596 | NELS | 0.0043838 | 9047.7507 | Simple method | 7908.7317
2020-07-01 | USI_HV | Simple method region | 3606971.2681 | 0.5722 | 2063908.9596 | NPOW | 8.4592e-21 | 1.7459e-14 | Simple method | 1.5261e-14
2020-07-01 | USI_HV | Simple method region | 3606971.2681 | 0.5722 | 2063908.9596 | NTRG | 0.00068251 | 1408.6338 | Simple method | 1231.3012
2020-07-01 | USI_HV | Simple method region | 3606971.2681 | 0.5722 | 2063908.9596 | NZAS | 0 | 0 | Simple method | 0
2020-07-01 | USI_HV | Simple method region | 3606971.2681 | 0.5722 | 2063908.9596 | NZST | 3.1043e-15 | 6.407e-09 | Simple method | 5.6004e-09
2020-07-01 | USI_HV | Simple method region | 3606971.2681 | 0.5722 | 2063908.9596 | OMVP | 7.8277e-23 | 1.6156e-16 | Simple method | 1.4122e-16
2020-07-01 | USI_HV | Simple method region | 3606971.2681 | 0.5722 | 2063908.9596 | ORON | 0.26282 | 542440.0407 | Simple method | 474152.4052
2020-07-01 | USI_HV | Simple method region | 3606971.2681 | 0.5722 | 2063908.9596 | PANP | 0 | 0 | Simple method | 0
2020-07-01 | USI_HV | Simple method region | 3606971.2681 | 0.5722 | 2063908.9596 | POCO | 6.5825e-06 | 13.5856 | Simple method | 11.8753
2020-07-01 | USI_HV | Simple method region | 3606971.2681 | 0.5722 | 2063908.9596 | POWN | 0.00055818 | 1152.0285 | Simple method | 1006.9999
2020-07-01 | USI_HV | Simple method region | 3606971.2681 | 0.5722 | 2063908.9596 | RAYN | 3.3653e-23 | 6.9457e-17 | Simple method | 6.0713e-17
2020-07-01 | USI_HV | Simple method region | 3606971.2681 | 0.5722 | 2063908.9596 | SCAN | 8.135e-23 | 1.679e-16 | Simple method | 1.4676e-16
2020-07-01 | USI_HV | Simple method region | 3606971.2681 | 0.5722 | 2063908.9596 | SCGL | 2.3273e-14 | 4.8033e-08 | Simple method | 4.1986e-08
2020-07-01 | USI_HV | Simple method region | 3606971.2681 | 0.5722 | 2063908.9596 | SHPK | 0 | 0 | Simple method | 0
2020-07-01 | USI_HV | Simple method region | 3606971.2681 | 0.5722 | 2063908.9596 | SKOG | 0.00013546 | 279.5852 | Simple method | 244.3883
2020-07-01 | USI_HV | Simple method region | 3606971.2681 | 0.5722 | 2063908.9596 | SOLE | 1.3886e-25 | 2.8659e-19 | Simple method | 2.5052e-19
2020-07-01 | USI_HV | Simple method region | 3606971.2681 | 0.5722 | 2063908.9596 | SOU2 | 1.4525e-05 | 29.9787 | Simple method | 26.2047
2020-07-01 | USI_HV | Simple method region | 3606971.2681 | 0.5722 | 2063908.9596 | TARW | 0.00041724 | 861.1392 | Simple method | 752.7306
2020-07-01 | USI_HV | Simple method region | 3606971.2681 | 0.5722 | 2063908.9596 | TASM | 0.052672 | 108710.8152 | Simple method | 95025.239
2020-07-01 | USI_HV | Simple method region | 3606971.2681 | 0.5722 | 2063908.9596 | TBOP | 4.16e-06 | 8.5859 | Simple method | 7.5051
2020-07-01 | USI_HV | Simple method region | 3606971.2681 | 0.5722 | 2063908.9596 | TOD3 | 2.1846e-05 | 45.0888 | Simple method | 39.4126
2020-07-01 | USI_HV | Simple method region | 3606971.2681 | 0.5722 | 2063908.9596 | TOPE | 1.7922e-21 | 3.699e-15 | Simple method | 3.2334e-15
2020-07-01 | USI_HV | Simple method region | 3606971.2681 | 0.5722 | 2063908.9596 | TRNZ | 2.9788e-07 | 0.61479 | Simple method | 0.5374
2020-07-01 | USI_HV | Simple method region | 3606971.2681 | 0.5722 | 2063908.9596 | TRUG | 0.00011399 | 235.2688 | Simple method | 205.6508
2020-07-01 | USI_HV | Simple method region | 3606971.2681 | 0.5722 | 2063908.9596 | UNET | 9.504e-05 | 196.1532 | Simple method | 171.4595
2020-07-01 | USI_HV | Simple method region | 3606971.2681 | 0.5722 | 2063908.9596 | UNIS | 0.00021686 | 447.5762 | Simple method | 391.2309
2020-07-01 | USI_HV | Simple method region | 3606971.2681 | 0.5722 | 2063908.9596 | VECT | 1.5407e-20 | 3.1799e-14 | Simple method | 2.7796e-14
2020-07-01 | USI_HV | Simple method region | 3606971.2681 | 0.5722 | 2063908.9596 | WAIP | 0 | 0 | Simple method | 0
2020-07-01 | USI_HV | Simple method region | 3606971.2681 | 0.5722 | 2063908.9596 | WATA | 0.00011256 | 232.3078 | Simple method | 203.0626
2020-07-01 | USI_HV | Simple method region | 3606971.2681 | 0.5722 | 2063908.9596 | WAV1 | 0.00042895 | 885.3151 | Simple method | 773.863
2020-07-01 | USI_HV | Simple method region | 3606971.2681 | 0.5722 | 2063908.9596 | WELE | 8.4335e-05 | 174.0603 | Simple method | 152.1479
2020-07-01 | USI_HV | Simple method region | 3606971.2681 | 0.5722 | 2063908.9596 | WNST | 0 | 0 | Simple method | 0
2020-07-01 | USI_HV | Simple method region | 3606971.2681 | 0.5722 | 2063908.9596 | WPOW | 0.010324 | 21307.1559 | Simple method | 18624.8036
2020-07-01 | USI_HV | Simple method region | 3606971.2681 | 0.5722 | 2063908.9596 | WTOM | 1.7843e-07 | 0.36827 | Simple method | 0.32191
2020-08-01 | USI_HV | Simple method region | 2418716.0165 | 0.9035 | 2185309.9209 | ALPE | 0.042521 | 92922.0554 | Simple method | 81224.122
2020-08-01 | USI_HV | Simple method region | 2418716.0165 | 0.9035 | 2185309.9209 | BUEL | 0.0028612 | 6252.5536 | Simple method | 5465.4213
2020-08-01 | USI_HV | Simple method region | 2418716.0165 | 0.9035 | 2185309.9209 | CHBP | 1.1612e-22 | 2.5377e-16 | Simple method | 2.2182e-16
2020-08-01 | USI_HV | Simple method region | 2418716.0165 | 0.9035 | 2185309.9209 | COUP | 0 | 0 | Simple method | 0
2020-08-01 | USI_HV | Simple method region | 2418716.0165 | 0.9035 | 2185309.9209 | CTCT | 0.036868 | 80567.4232 | Simple method | 70424.8112
2020-08-01 | USI_HV | Simple method region | 2418716.0165 | 0.9035 | 2185309.9209 | DUNE | 0.00061586 | 1345.8383 | Simple method | 1176.411
2020-08-01 | USI_HV | Simple method region | 2418716.0165 | 0.9035 | 2185309.9209 | EASH | 0.041901 | 91567.2168 | Simple method | 80039.8437
2020-08-01 | USI_HV | Simple method region | 2418716.0165 | 0.9035 | 2185309.9209 | EAST | 1.337e-22 | 2.9217e-16 | Simple method | 2.5539e-16
2020-08-01 | USI_HV | Simple method region | 2418716.0165 | 0.9035 | 2185309.9209 | GENE | 0.046 | 100524.4994 | Simple method | 87869.4964
2020-08-01 | USI_HV | Simple method region | 2418716.0165 | 0.9035 | 2185309.9209 | HORO | 9.2537e-07 | 2.0222 | Simple method | 1.7676
2020-08-01 | USI_HV | Simple method region | 2418716.0165 | 0.9035 | 2185309.9209 | HRZE | 4.2851e-06 | 9.3643 | Simple method | 8.1854
2020-08-01 | USI_HV | Simple method region | 2418716.0165 | 0.9035 | 2185309.9209 | KIWI | 4.6984e-06 | 10.2675 | Simple method | 8.975
2020-08-01 | USI_HV | Simple method region | 2418716.0165 | 0.9035 | 2185309.9209 | KUPE | 6.0273e-23 | 1.3172e-16 | Simple method | 1.1513e-16
2020-08-01 | USI_HV | Simple method region | 2418716.0165 | 0.9035 | 2185309.9209 | MARL | 0.027572 | 60253.4222 | Simple method | 52668.1346
2020-08-01 | USI_HV | Simple method region | 2418716.0165 | 0.9035 | 2185309.9209 | MELT | 7.8977e-06 | 17.259 | Simple method | 15.0863
2020-08-01 | USI_HV | Simple method region | 2418716.0165 | 0.9035 | 2185309.9209 | MELW | 2.4557e-07 | 0.53664 | Simple method | 0.46908
2020-08-01 | USI_HV | Simple method region | 2418716.0165 | 0.9035 | 2185309.9209 | MERI | 0.41456 | 905946.9834 | Simple method | 791897.5536
2020-08-01 | USI_HV | Simple method region | 2418716.0165 | 0.9035 | 2185309.9209 | METH | 4.877e-23 | 1.0658e-16 | Simple method | 9.316e-17
2020-08-01 | USI_HV | Simple method region | 2418716.0165 | 0.9035 | 2185309.9209 | MPOW | 0.049426 | 108012.1647 | Simple method | 94414.5415
2020-08-01 | USI_HV | Simple method region | 2418716.0165 | 0.9035 | 2185309.9209 | MRPL | 0.0027101 | 5922.4776 | Simple method | 5176.8984
2020-08-01 | USI_HV | Simple method region | 2418716.0165 | 0.9035 | 2185309.9209 | MSVP | 0.00073252 | 1600.7739 | Simple method | 1399.2529
2020-08-01 | USI_HV | Simple method region | 2418716.0165 | 0.9035 | 2185309.9209 | NAPA | 0.001117 | 2441.0573 | Simple method | 2133.7532
2020-08-01 | USI_HV | Simple method region | 2418716.0165 | 0.9035 | 2185309.9209 | NELS | 0.0043838 | 9579.9474 | Simple method | 8373.9303
2020-08-01 | USI_HV | Simple method region | 2418716.0165 | 0.9035 | 2185309.9209 | NPOW | 8.4592e-21 | 1.8486e-14 | Simple method | 1.6159e-14
2020-08-01 | USI_HV | Simple method region | 2418716.0165 | 0.9035 | 2185309.9209 | NTRG | 0.00068251 | 1491.4909 | Simple method | 1303.7275
2020-08-01 | USI_HV | Simple method region | 2418716.0165 | 0.9035 | 2185309.9209 | NZAS | 0 | 0 | Simple method | 0
2020-08-01 | USI_HV | Simple method region | 2418716.0165 | 0.9035 | 2185309.9209 | NZST | 3.1043e-15 | 6.7838e-09 | Simple method | 5.9298e-09
2020-08-01 | USI_HV | Simple method region | 2418716.0165 | 0.9035 | 2185309.9209 | OMVP | 7.8277e-23 | 1.7106e-16 | Simple method | 1.4952e-16
2020-08-01 | USI_HV | Simple method region | 2418716.0165 | 0.9035 | 2185309.9209 | ORON | 0.26282 | 574346.8465 | Simple method | 502042.4716
2020-08-01 | USI_HV | Simple method region | 2418716.0165 | 0.9035 | 2185309.9209 | PANP | 0 | 0 | Simple method | 0
2020-08-01 | USI_HV | Simple method region | 2418716.0165 | 0.9035 | 2185309.9209 | POCO | 6.5825e-06 | 14.3847 | Simple method | 12.5738
2020-08-01 | USI_HV | Simple method region | 2418716.0165 | 0.9035 | 2185309.9209 | POWN | 0.00055818 | 1219.7918 | Simple method | 1066.2325
2020-08-01 | USI_HV | Simple method region | 2418716.0165 | 0.9035 | 2185309.9209 | RAYN | 3.3653e-23 | 7.3542e-17 | Simple method | 6.4284e-17
2020-08-01 | USI_HV | Simple method region | 2418716.0165 | 0.9035 | 2185309.9209 | SCAN | 8.135e-23 | 1.7778e-16 | Simple method | 1.5539e-16
2020-08-01 | USI_HV | Simple method region | 2418716.0165 | 0.9035 | 2185309.9209 | SCGL | 2.3273e-14 | 5.0858e-08 | Simple method | 4.4456e-08
2020-08-01 | USI_HV | Simple method region | 2418716.0165 | 0.9035 | 2185309.9209 | SHPK | 0 | 0 | Simple method | 0
2020-08-01 | USI_HV | Simple method region | 2418716.0165 | 0.9035 | 2185309.9209 | SKOG | 0.00013546 | 296.0307 | Simple method | 258.7635
2020-08-01 | USI_HV | Simple method region | 2418716.0165 | 0.9035 | 2185309.9209 | SOLE | 1.3886e-25 | 3.0345e-19 | Simple method | 2.6525e-19
2020-08-01 | USI_HV | Simple method region | 2418716.0165 | 0.9035 | 2185309.9209 | SOU2 | 1.4525e-05 | 31.7421 | Simple method | 27.7461
2020-08-01 | USI_HV | Simple method region | 2418716.0165 | 0.9035 | 2185309.9209 | TARW | 0.00041724 | 911.7922 | Simple method | 797.0069
2020-08-01 | USI_HV | Simple method region | 2418716.0165 | 0.9035 | 2185309.9209 | TASM | 0.052672 | 115105.2821 | Simple method | 100614.7081
2020-08-01 | USI_HV | Simple method region | 2418716.0165 | 0.9035 | 2185309.9209 | TBOP | 4.16e-06 | 9.091 | Simple method | 7.9465
2020-08-01 | USI_HV | Simple method region | 2418716.0165 | 0.9035 | 2185309.9209 | TOD3 | 2.1846e-05 | 47.741 | Simple method | 41.7309
2020-08-01 | USI_HV | Simple method region | 2418716.0165 | 0.9035 | 2185309.9209 | TOPE | 1.7922e-21 | 3.9166e-15 | Simple method | 3.4235e-15
2020-08-01 | USI_HV | Simple method region | 2418716.0165 | 0.9035 | 2185309.9209 | TRNZ | 2.9788e-07 | 0.65096 | Simple method | 0.56901
2020-08-01 | USI_HV | Simple method region | 2418716.0165 | 0.9035 | 2185309.9209 | TRUG | 0.00011399 | 249.1075 | Simple method | 217.7474
2020-08-01 | USI_HV | Simple method region | 2418716.0165 | 0.9035 | 2185309.9209 | UNET | 9.504e-05 | 207.6911 | Simple method | 181.5449
2020-08-01 | USI_HV | Simple method region | 2418716.0165 | 0.9035 | 2185309.9209 | UNIS | 0.00021686 | 473.903 | Simple method | 414.2435
2020-08-01 | USI_HV | Simple method region | 2418716.0165 | 0.9035 | 2185309.9209 | VECT | 1.5407e-20 | 3.3669e-14 | Simple method | 2.9431e-14
2020-08-01 | USI_HV | Simple method region | 2418716.0165 | 0.9035 | 2185309.9209 | WAIP | 0 | 0 | Simple method | 0
2020-08-01 | USI_HV | Simple method region | 2418716.0165 | 0.9035 | 2185309.9209 | WATA | 0.00011256 | 245.9723 | Simple method | 215.0069
2020-08-01 | USI_HV | Simple method region | 2418716.0165 | 0.9035 | 2185309.9209 | WAV1 | 0.00042895 | 937.3901 | Simple method | 819.3823
2020-08-01 | USI_HV | Simple method region | 2418716.0165 | 0.9035 | 2185309.9209 | WELE | 8.4335e-05 | 184.2986 | Simple method | 161.0973
2020-08-01 | USI_HV | Simple method region | 2418716.0165 | 0.9035 | 2185309.9209 | WNST | 0 | 0 | Simple method | 0
2020-08-01 | USI_HV | Simple method region | 2418716.0165 | 0.9035 | 2185309.9209 | WPOW | 0.010324 | 22560.4617 | Simple method | 19720.3311
2020-08-01 | USI_HV | Simple method region | 2418716.0165 | 0.9035 | 2185309.9209 | WTOM | 1.7843e-07 | 0.38993 | Simple method | 0.34084
2020-09-01 | USI_HV | Simple method region | 2491319.5648 | 0.5459 | 1360011.3504 | ALPE | 0.042521 | 57829.349 | Simple method | 50549.2273
2020-09-01 | USI_HV | Simple method region | 2491319.5648 | 0.5459 | 1360011.3504 | BUEL | 0.0028612 | 3891.2302 | Simple method | 3401.3642
2020-09-01 | USI_HV | Simple method region | 2491319.5648 | 0.5459 | 1360011.3504 | CHBP | 1.1612e-22 | 1.5793e-16 | Simple method | 1.3805e-16
2020-09-01 | USI_HV | Simple method region | 2491319.5648 | 0.5459 | 1360011.3504 | COUP | 0 | 0 | Simple method | 0
2020-09-01 | USI_HV | Simple method region | 2491319.5648 | 0.5459 | 1360011.3504 | CTCT | 0.036868 | 50140.5356 | Simple method | 43828.3567
2020-09-01 | USI_HV | Simple method region | 2491319.5648 | 0.5459 | 1360011.3504 | DUNE | 0.00061586 | 837.5724 | Simple method | 732.1306
2020-09-01 | USI_HV | Simple method region | 2491319.5648 | 0.5459 | 1360011.3504 | EASH | 0.041901 | 56986.1753 | Simple method | 49812.2005
2020-09-01 | USI_HV | Simple method region | 2491319.5648 | 0.5459 | 1360011.3504 | EAST | 1.337e-22 | 1.8183e-16 | Simple method | 1.5894e-16
2020-09-01 | USI_HV | Simple method region | 2491319.5648 | 0.5459 | 1360011.3504 | GENE | 0.046 | 62560.6734 | Simple method | 54684.9265
2020-09-01 | USI_HV | Simple method region | 2491319.5648 | 0.5459 | 1360011.3504 | HORO | 9.2537e-07 | 1.2585 | Simple method | 1.1001
2020-09-01 | USI_HV | Simple method region | 2491319.5648 | 0.5459 | 1360011.3504 | HRZE | 4.2851e-06 | 5.8278 | Simple method | 5.0941
2020-09-01 | USI_HV | Simple method region | 2491319.5648 | 0.5459 | 1360011.3504 | KIWI | 4.6984e-06 | 6.3899 | Simple method | 5.5855
2020-09-01 | USI_HV | Simple method region | 2491319.5648 | 0.5459 | 1360011.3504 | KUPE | 6.0273e-23 | 8.1972e-17 | Simple method | 7.1653e-17
2020-09-01 | USI_HV | Simple method region | 2491319.5648 | 0.5459 | 1360011.3504 | MARL | 0.027572 | 37498.2685 | Simple method | 32777.6212
2020-09-01 | USI_HV | Simple method region | 2491319.5648 | 0.5459 | 1360011.3504 | MELT | 7.8977e-06 | 10.741 | Simple method | 9.3888
2020-09-01 | USI_HV | Simple method region | 2491319.5648 | 0.5459 | 1360011.3504 | MELW | 2.4557e-07 | 0.33397 | Simple method | 0.29193
2020-09-01 | USI_HV | Simple method region | 2491319.5648 | 0.5459 | 1360011.3504 | MERI | 0.41456 | 563809.3565 | Simple method | 492831.5435
2020-09-01 | USI_HV | Simple method region | 2491319.5648 | 0.5459 | 1360011.3504 | METH | 4.877e-23 | 6.6328e-17 | Simple method | 5.7978e-17
2020-09-01 | USI_HV | Simple method region | 2491319.5648 | 0.5459 | 1360011.3504 | MPOW | 0.049426 | 67220.5661 | Simple method | 58758.1866
2020-09-01 | USI_HV | Simple method region | 2491319.5648 | 0.5459 | 1360011.3504 | MRPL | 0.0027101 | 3685.8098 | Simple method | 3221.8042
2020-09-01 | USI_HV | Simple method region | 2491319.5648 | 0.5459 | 1360011.3504 | MSVP | 0.00073252 | 996.2297 | Simple method | 870.8146
2020-09-01 | USI_HV | Simple method region | 2491319.5648 | 0.5459 | 1360011.3504 | NAPA | 0.001117 | 1519.1738 | Simple method | 1327.9254
2020-09-01 | USI_HV | Simple method region | 2491319.5648 | 0.5459 | 1360011.3504 | NELS | 0.0043838 | 5962.0089 | Simple method | 5211.4532
2020-09-01 | USI_HV | Simple method region | 2491319.5648 | 0.5459 | 1360011.3504 | NPOW | 8.4592e-21 | 1.1505e-14 | Simple method | 1.0056e-14
2020-09-01 | USI_HV | Simple method region | 2491319.5648 | 0.5459 | 1360011.3504 | NTRG | 0.00068251 | 928.2182 | Simple method | 811.3651
2020-09-01 | USI_HV | Simple method region | 2491319.5648 | 0.5459 | 1360011.3504 | NZAS | 0 | 0 | Simple method | 0
2020-09-01 | USI_HV | Simple method region | 2491319.5648 | 0.5459 | 1360011.3504 | NZST | 3.1043e-15 | 4.2219e-09 | Simple method | 3.6904e-09
2020-09-01 | USI_HV | Simple method region | 2491319.5648 | 0.5459 | 1360011.3504 | OMVP | 7.8277e-23 | 1.0646e-16 | Simple method | 9.3055e-17
2020-09-01 | USI_HV | Simple method region | 2491319.5648 | 0.5459 | 1360011.3504 | ORON | 0.26282 | 357440.4815 | Simple method | 312442.3923
2020-09-01 | USI_HV | Simple method region | 2491319.5648 | 0.5459 | 1360011.3504 | PANP | 0 | 0 | Simple method | 0
2020-09-01 | USI_HV | Simple method region | 2491319.5648 | 0.5459 | 1360011.3504 | POCO | 6.5825e-06 | 8.9522 | Simple method | 7.8252
2020-09-01 | USI_HV | Simple method region | 2491319.5648 | 0.5459 | 1360011.3504 | POWN | 0.00055818 | 759.1284 | Simple method | 663.5619
2020-09-01 | USI_HV | Simple method region | 2491319.5648 | 0.5459 | 1360011.3504 | RAYN | 3.3653e-23 | 4.5769e-17 | Simple method | 4.0007e-17
2020-09-01 | USI_HV | Simple method region | 2491319.5648 | 0.5459 | 1360011.3504 | SCAN | 8.135e-23 | 1.1064e-16 | Simple method | 9.6709e-17
2020-09-01 | USI_HV | Simple method region | 2491319.5648 | 0.5459 | 1360011.3504 | SCGL | 2.3273e-14 | 3.1651e-08 | Simple method | 2.7667e-08
2020-09-01 | USI_HV | Simple method region | 2491319.5648 | 0.5459 | 1360011.3504 | SHPK | 0 | 0 | Simple method | 0
2020-09-01 | USI_HV | Simple method region | 2491319.5648 | 0.5459 | 1360011.3504 | SKOG | 0.00013546 | 184.2325 | Simple method | 161.0395
2020-09-01 | USI_HV | Simple method region | 2491319.5648 | 0.5459 | 1360011.3504 | SOLE | 1.3886e-25 | 1.8885e-19 | Simple method | 1.6508e-19
2020-09-01 | USI_HV | Simple method region | 2491319.5648 | 0.5459 | 1360011.3504 | SOU2 | 1.4525e-05 | 19.7545 | Simple method | 17.2676
2020-09-01 | USI_HV | Simple method region | 2491319.5648 | 0.5459 | 1360011.3504 | TARW | 0.00041724 | 567.4471 | Simple method | 496.0113
2020-09-01 | USI_HV | Simple method region | 2491319.5648 | 0.5459 | 1360011.3504 | TASM | 0.052672 | 71634.9148 | Simple method | 62616.8141
2020-09-01 | USI_HV | Simple method region | 2491319.5648 | 0.5459 | 1360011.3504 | TBOP | 4.16e-06 | 5.6577 | Simple method | 4.9454
2020-09-01 | USI_HV | Simple method region | 2491319.5648 | 0.5459 | 1360011.3504 | TOD3 | 2.1846e-05 | 29.7112 | Simple method | 25.9709
2020-09-01 | USI_HV | Simple method region | 2491319.5648 | 0.5459 | 1360011.3504 | TOPE | 1.7922e-21 | 2.4375e-15 | Simple method | 2.1306e-15
2020-09-01 | USI_HV | Simple method region | 2491319.5648 | 0.5459 | 1360011.3504 | TRNZ | 2.9788e-07 | 0.40512 | Simple method | 0.35412
2020-09-01 | USI_HV | Simple method region | 2491319.5648 | 0.5459 | 1360011.3504 | TRUG | 0.00011399 | 155.0302 | Simple method | 135.5135
2020-09-01 | USI_HV | Simple method region | 2491319.5648 | 0.5459 | 1360011.3504 | UNET | 9.504e-05 | 129.255 | Simple method | 112.9831
2020-09-01 | USI_HV | Simple method region | 2491319.5648 | 0.5459 | 1360011.3504 | UNIS | 0.00021686 | 294.93 | Simple method | 257.8013
2020-09-01 | USI_HV | Simple method region | 2491319.5648 | 0.5459 | 1360011.3504 | VECT | 1.5407e-20 | 2.0954e-14 | Simple method | 1.8316e-14
2020-09-01 | USI_HV | Simple method region | 2491319.5648 | 0.5459 | 1360011.3504 | WAIP | 0 | 0 | Simple method | 0
2020-09-01 | USI_HV | Simple method region | 2491319.5648 | 0.5459 | 1360011.3504 | WATA | 0.00011256 | 153.079 | Simple method | 133.808
2020-09-01 | USI_HV | Simple method region | 2491319.5648 | 0.5459 | 1360011.3504 | WAV1 | 0.00042895 | 583.3778 | Simple method | 509.9365
2020-09-01 | USI_HV | Simple method region | 2491319.5648 | 0.5459 | 1360011.3504 | WELE | 8.4335e-05 | 114.6969 | Simple method | 100.2577
2020-09-01 | USI_HV | Simple method region | 2491319.5648 | 0.5459 | 1360011.3504 | WNST | 0 | 0 | Simple method | 0
2020-09-01 | USI_HV | Simple method region | 2491319.5648 | 0.5459 | 1360011.3504 | WPOW | 0.010324 | 14040.3353 | Simple method | 12272.8012
2020-09-01 | USI_HV | Simple method region | 2491319.5648 | 0.5459 | 1360011.3504 | WTOM | 1.7843e-07 | 0.24267 | Simple method | 0.21212
2020-10-01 | USI_HV | Simple method region | 2197115.9035 | 0.4566 | 1003203.1215 | ALPE | 0.042521 | 42657.4259 | Simple method | 37287.2937
2020-10-01 | USI_HV | Simple method region | 2197115.9035 | 0.4566 | 1003203.1215 | BUEL | 0.0028612 | 2870.3395 | Simple method | 2508.9932
2020-10-01 | USI_HV | Simple method region | 2197115.9035 | 0.4566 | 1003203.1215 | CHBP | 1.1612e-22 | 1.165e-16 | Simple method | 1.0183e-16
2020-10-01 | USI_HV | Simple method region | 2197115.9035 | 0.4566 | 1003203.1215 | COUP | 0 | 0 | Simple method | 0
2020-10-01 | USI_HV | Simple method region | 2197115.9035 | 0.4566 | 1003203.1215 | CTCT | 0.036868 | 36985.825 | Simple method | 32329.6892
2020-10-01 | USI_HV | Simple method region | 2197115.9035 | 0.4566 | 1003203.1215 | DUNE | 0.00061586 | 617.8296 | Simple method | 540.0512
2020-10-01 | USI_HV | Simple method region | 2197115.9035 | 0.4566 | 1003203.1215 | EASH | 0.041901 | 42035.4646 | Simple method | 36743.6309
2020-10-01 | USI_HV | Simple method region | 2197115.9035 | 0.4566 | 1003203.1215 | EAST | 1.337e-22 | 1.3413e-16 | Simple method | 1.1724e-16
2020-10-01 | USI_HV | Simple method region | 2197115.9035 | 0.4566 | 1003203.1215 | GENE | 0.046 | 46147.4552 | Simple method | 40337.9641
2020-10-01 | USI_HV | Simple method region | 2197115.9035 | 0.4566 | 1003203.1215 | HORO | 9.2537e-07 | 0.92834 | Simple method | 0.81147
2020-10-01 | USI_HV | Simple method region | 2197115.9035 | 0.4566 | 1003203.1215 | HRZE | 4.2851e-06 | 4.2988 | Simple method | 3.7577
2020-10-01 | USI_HV | Simple method region | 2197115.9035 | 0.4566 | 1003203.1215 | KIWI | 4.6984e-06 | 4.7135 | Simple method | 4.1201
2020-10-01 | USI_HV | Simple method region | 2197115.9035 | 0.4566 | 1003203.1215 | KUPE | 6.0273e-23 | 6.0466e-17 | Simple method | 5.2854e-17
2020-10-01 | USI_HV | Simple method region | 2197115.9035 | 0.4566 | 1003203.1215 | MARL | 0.027572 | 27660.3427 | Simple method | 24178.1893
2020-10-01 | USI_HV | Simple method region | 2197115.9035 | 0.4566 | 1003203.1215 | MELT | 7.8977e-06 | 7.923 | Simple method | 6.9256
2020-10-01 | USI_HV | Simple method region | 2197115.9035 | 0.4566 | 1003203.1215 | MELW | 2.4557e-07 | 0.24635 | Simple method | 0.21534
2020-10-01 | USI_HV | Simple method region | 2197115.9035 | 0.4566 | 1003203.1215 | MERI | 0.41456 | 415890.1367 | Simple method | 363533.8357
2020-10-01 | USI_HV | Simple method region | 2197115.9035 | 0.4566 | 1003203.1215 | METH | 4.877e-23 | 4.8926e-17 | Simple method | 4.2767e-17
2020-10-01 | USI_HV | Simple method region | 2197115.9035 | 0.4566 | 1003203.1215 | MPOW | 0.049426 | 49584.7934 | Simple method | 43342.5766
2020-10-01 | USI_HV | Simple method region | 2197115.9035 | 0.4566 | 1003203.1215 | MRPL | 0.0027101 | 2718.8125 | Simple method | 2376.5419
2020-10-01 | USI_HV | Simple method region | 2197115.9035 | 0.4566 | 1003203.1215 | MSVP | 0.00073252 | 734.8621 | Simple method | 642.3505
2020-10-01 | USI_HV | Simple method region | 2197115.9035 | 0.4566 | 1003203.1215 | NAPA | 0.001117 | 1120.6082 | Simple method | 979.5352
2020-10-01 | USI_HV | Simple method region | 2197115.9035 | 0.4566 | 1003203.1215 | NELS | 0.0043838 | 4397.8353 | Simple method | 3844.193
2020-10-01 | USI_HV | Simple method region | 2197115.9035 | 0.4566 | 1003203.1215 | NPOW | 8.4592e-21 | 8.4863e-15 | Simple method | 7.418e-15
2020-10-01 | USI_HV | Simple method region | 2197115.9035 | 0.4566 | 1003203.1215 | NTRG | 0.00068251 | 684.6939 | Simple method | 598.4979
2020-10-01 | USI_HV | Simple method region | 2197115.9035 | 0.4566 | 1003203.1215 | NZAS | 0 | 0 | Simple method | 0
2020-10-01 | USI_HV | Simple method region | 2197115.9035 | 0.4566 | 1003203.1215 | NZST | 3.1043e-15 | 3.1142e-09 | Simple method | 2.7222e-09
2020-10-01 | USI_HV | Simple method region | 2197115.9035 | 0.4566 | 1003203.1215 | OMVP | 7.8277e-23 | 7.8527e-17 | Simple method | 6.8642e-17
2020-10-01 | USI_HV | Simple method region | 2197115.9035 | 0.4566 | 1003203.1215 | ORON | 0.26282 | 263663.5398 | Simple method | 230471.0054
2020-10-01 | USI_HV | Simple method region | 2197115.9035 | 0.4566 | 1003203.1215 | PANP | 0 | 0 | Simple method | 0
2020-10-01 | USI_HV | Simple method region | 2197115.9035 | 0.4566 | 1003203.1215 | POCO | 6.5825e-06 | 6.6035 | Simple method | 5.7722
2020-10-01 | USI_HV | Simple method region | 2197115.9035 | 0.4566 | 1003203.1215 | POWN | 0.00055818 | 559.9659 | Simple method | 489.4719
2020-10-01 | USI_HV | Simple method region | 2197115.9035 | 0.4566 | 1003203.1215 | RAYN | 3.3653e-23 | 3.3761e-17 | Simple method | 2.9511e-17
2020-10-01 | USI_HV | Simple method region | 2197115.9035 | 0.4566 | 1003203.1215 | SCAN | 8.135e-23 | 8.1611e-17 | Simple method | 7.1337e-17
2020-10-01 | USI_HV | Simple method region | 2197115.9035 | 0.4566 | 1003203.1215 | SCGL | 2.3273e-14 | 2.3347e-08 | Simple method | 2.0408e-08
2020-10-01 | USI_HV | Simple method region | 2197115.9035 | 0.4566 | 1003203.1215 | SHPK | 0 | 0 | Simple method | 0
2020-10-01 | USI_HV | Simple method region | 2197115.9035 | 0.4566 | 1003203.1215 | SKOG | 0.00013546 | 135.8978 | Simple method | 118.7897
2020-10-01 | USI_HV | Simple method region | 2197115.9035 | 0.4566 | 1003203.1215 | SOLE | 1.3886e-25 | 1.393e-19 | Simple method | 1.2177e-19
2020-10-01 | USI_HV | Simple method region | 2197115.9035 | 0.4566 | 1003203.1215 | SOU2 | 1.4525e-05 | 14.5717 | Simple method | 12.7373
2020-10-01 | USI_HV | Simple method region | 2197115.9035 | 0.4566 | 1003203.1215 | TARW | 0.00041724 | 418.5735 | Simple method | 365.8794
2020-10-01 | USI_HV | Simple method region | 2197115.9035 | 0.4566 | 1003203.1215 | TASM | 0.052672 | 52841.0077 | Simple method | 46188.867
2020-10-01 | USI_HV | Simple method region | 2197115.9035 | 0.4566 | 1003203.1215 | TBOP | 4.16e-06 | 4.1734 | Simple method | 3.648
2020-10-01 | USI_HV | Simple method region | 2197115.9035 | 0.4566 | 1003203.1215 | TOD3 | 2.1846e-05 | 21.9163 | Simple method | 19.1573
2020-10-01 | USI_HV | Simple method region | 2197115.9035 | 0.4566 | 1003203.1215 | TOPE | 1.7922e-21 | 1.798e-15 | Simple method | 1.5716e-15
2020-10-01 | USI_HV | Simple method region | 2197115.9035 | 0.4566 | 1003203.1215 | TRNZ | 2.9788e-07 | 0.29883 | Simple method | 0.26121
2020-10-01 | USI_HV | Simple method region | 2197115.9035 | 0.4566 | 1003203.1215 | TRUG | 0.00011399 | 114.357 | Simple method | 99.9606
2020-10-01 | USI_HV | Simple method region | 2197115.9035 | 0.4566 | 1003203.1215 | UNET | 9.504e-05 | 95.3441 | Simple method | 83.3412
2020-10-01 | USI_HV | Simple method region | 2197115.9035 | 0.4566 | 1003203.1215 | UNIS | 0.00021686 | 217.5531 | Simple method | 190.1654
2020-10-01 | USI_HV | Simple method region | 2197115.9035 | 0.4566 | 1003203.1215 | VECT | 1.5407e-20 | 1.5456e-14 | Simple method | 1.3511e-14
2020-10-01 | USI_HV | Simple method region | 2197115.9035 | 0.4566 | 1003203.1215 | WAIP | 0 | 0 | Simple method | 0
2020-10-01 | USI_HV | Simple method region | 2197115.9035 | 0.4566 | 1003203.1215 | WATA | 0.00011256 | 112.9177 | Simple method | 98.7025
2020-10-01 | USI_HV | Simple method region | 2197115.9035 | 0.4566 | 1003203.1215 | WAV1 | 0.00042895 | 430.3246 | Simple method | 376.1512
2020-10-01 | USI_HV | Simple method region | 2197115.9035 | 0.4566 | 1003203.1215 | WELE | 8.4335e-05 | 84.6054 | Simple method | 73.9544
2020-10-01 | USI_HV | Simple method region | 2197115.9035 | 0.4566 | 1003203.1215 | WNST | 0 | 0 | Simple method | 0
2020-10-01 | USI_HV | Simple method region | 2197115.9035 | 0.4566 | 1003203.1215 | WPOW | 0.010324 | 10356.7578 | Simple method | 9052.9483
2020-10-01 | USI_HV | Simple method region | 2197115.9035 | 0.4566 | 1003203.1215 | WTOM | 1.7843e-07 | 0.179 | Simple method | 0.15647
2020-11-01 | USI_HV | Simple method region | 1586577.3235 | 0.545 | 864684.6413 | ALPE | 0.042521 | 36767.4504 | Simple method | 32138.8056
2020-11-01 | USI_HV | Simple method region | 1586577.3235 | 0.545 | 864684.6413 | BUEL | 0.0028612 | 2474.0139 | Simple method | 2162.5609
2020-11-01 | USI_HV | Simple method region | 1586577.3235 | 0.545 | 864684.6413 | CHBP | 1.1612e-22 | 1.0041e-16 | Simple method | 8.777e-17
2020-11-01 | USI_HV | Simple method region | 1586577.3235 | 0.545 | 864684.6413 | COUP | 0 | 0 | Simple method | 0
2020-11-01 | USI_HV | Simple method region | 1586577.3235 | 0.545 | 864684.6413 | CTCT | 0.036868 | 31878.9627 | Simple method | 27865.7284
2020-11-01 | USI_HV | Simple method region | 1586577.3235 | 0.545 | 864684.6413 | DUNE | 0.00061586 | 532.522 | Simple method | 465.483
2020-11-01 | USI_HV | Simple method region | 1586577.3235 | 0.545 | 864684.6413 | EASH | 0.041901 | 36231.3671 | Simple method | 31670.2098
2020-11-01 | USI_HV | Simple method region | 1586577.3235 | 0.545 | 864684.6413 | EAST | 1.337e-22 | 1.1561e-16 | Simple method | 1.0105e-16
2020-11-01 | USI_HV | Simple method region | 1586577.3235 | 0.545 | 864684.6413 | GENE | 0.046 | 39775.5897 | Simple method | 34768.251
2020-11-01 | USI_HV | Simple method region | 1586577.3235 | 0.545 | 864684.6413 | HORO | 9.2537e-07 | 0.80016 | Simple method | 0.69942
2020-11-01 | USI_HV | Simple method region | 1586577.3235 | 0.545 | 864684.6413 | HRZE | 4.2851e-06 | 3.7053 | Simple method | 3.2388
2020-11-01 | USI_HV | Simple method region | 1586577.3235 | 0.545 | 864684.6413 | KIWI | 4.6984e-06 | 4.0627 | Simple method | 3.5512
2020-11-01 | USI_HV | Simple method region | 1586577.3235 | 0.545 | 864684.6413 | KUPE | 6.0273e-23 | 5.2117e-17 | Simple method | 4.5556e-17
2020-11-01 | USI_HV | Simple method region | 1586577.3235 | 0.545 | 864684.6413 | MARL | 0.027572 | 23841.1075 | Simple method | 20839.7567
2020-11-01 | USI_HV | Simple method region | 1586577.3235 | 0.545 | 864684.6413 | MELT | 7.8977e-06 | 6.8291 | Simple method | 5.9694
2020-11-01 | USI_HV | Simple method region | 1586577.3235 | 0.545 | 864684.6413 | MELW | 2.4557e-07 | 0.21234 | Simple method | 0.18561
2020-11-01 | USI_HV | Simple method region | 1586577.3235 | 0.545 | 864684.6413 | MERI | 0.41456 | 358465.6048 | Simple method | 313338.4631
2020-11-01 | USI_HV | Simple method region | 1586577.3235 | 0.545 | 864684.6413 | METH | 4.877e-23 | 4.2171e-17 | Simple method | 3.6862e-17
2020-11-01 | USI_HV | Simple method region | 1586577.3235 | 0.545 | 864684.6413 | MPOW | 0.049426 | 42738.3132 | Simple method | 37357.9981
2020-11-01 | USI_HV | Simple method region | 1586577.3235 | 0.545 | 864684.6413 | MRPL | 0.0027101 | 2343.4092 | Simple method | 2048.398
2020-11-01 | USI_HV | Simple method region | 1586577.3235 | 0.545 | 864684.6413 | MSVP | 0.00073252 | 633.3951 | Simple method | 553.6572
2020-11-01 | USI_HV | Simple method region | 1586577.3235 | 0.545 | 864684.6413 | NAPA | 0.001117 | 965.8789 | Simple method | 844.2847
2020-11-01 | USI_HV | Simple method region | 1586577.3235 | 0.545 | 864684.6413 | NELS | 0.0043838 | 3790.5989 | Simple method | 3313.4014
2020-11-01 | USI_HV | Simple method region | 1586577.3235 | 0.545 | 864684.6413 | NPOW | 8.4592e-21 | 7.3146e-15 | Simple method | 6.3937e-15
2020-11-01 | USI_HV | Simple method region | 1586577.3235 | 0.545 | 864684.6413 | NTRG | 0.00068251 | 590.1539 | Simple method | 515.8596
2020-11-01 | USI_HV | Simple method region | 1586577.3235 | 0.545 | 864684.6413 | NZAS | 0 | 0 | Simple method | 0
2020-11-01 | USI_HV | Simple method region | 1586577.3235 | 0.545 | 864684.6413 | NZST | 3.1043e-15 | 2.6842e-09 | Simple method | 2.3463e-09
2020-11-01 | USI_HV | Simple method region | 1586577.3235 | 0.545 | 864684.6413 | OMVP | 7.8277e-23 | 6.7685e-17 | Simple method | 5.9164e-17
2020-11-01 | USI_HV | Simple method region | 1586577.3235 | 0.545 | 864684.6413 | ORON | 0.26282 | 227257.8787 | Simple method | 198648.4435
2020-11-01 | USI_HV | Simple method region | 1586577.3235 | 0.545 | 864684.6413 | PANP | 0 | 0 | Simple method | 0
2020-11-01 | USI_HV | Simple method region | 1586577.3235 | 0.545 | 864684.6413 | POCO | 6.5825e-06 | 5.6917 | Simple method | 4.9752
2020-11-01 | USI_HV | Simple method region | 1586577.3235 | 0.545 | 864684.6413 | POWN | 0.00055818 | 482.6479 | Simple method | 421.8875
2020-11-01 | USI_HV | Simple method region | 1586577.3235 | 0.545 | 864684.6413 | RAYN | 3.3653e-23 | 2.9099e-17 | Simple method | 2.5436e-17
2020-11-01 | USI_HV | Simple method region | 1586577.3235 | 0.545 | 864684.6413 | SCAN | 8.135e-23 | 7.0342e-17 | Simple method | 6.1487e-17
2020-11-01 | USI_HV | Simple method region | 1586577.3235 | 0.545 | 864684.6413 | SCGL | 2.3273e-14 | 2.0124e-08 | Simple method | 1.759e-08
2020-11-01 | USI_HV | Simple method region | 1586577.3235 | 0.545 | 864684.6413 | SHPK | 0 | 0 | Simple method | 0
2020-11-01 | USI_HV | Simple method region | 1586577.3235 | 0.545 | 864684.6413 | SKOG | 0.00013546 | 117.1336 | Simple method | 102.3877
2020-11-01 | USI_HV | Simple method region | 1586577.3235 | 0.545 | 864684.6413 | SOLE | 1.3886e-25 | 1.2007e-19 | Simple method | 1.0495e-19
2020-11-01 | USI_HV | Simple method region | 1586577.3235 | 0.545 | 864684.6413 | SOU2 | 1.4525e-05 | 12.5597 | Simple method | 10.9786
2020-11-01 | USI_HV | Simple method region | 1586577.3235 | 0.545 | 864684.6413 | TARW | 0.00041724 | 360.7784 | Simple method | 315.3601
2020-11-01 | USI_HV | Simple method region | 1586577.3235 | 0.545 | 864684.6413 | TASM | 0.052672 | 45544.9218 | Simple method | 39811.2835
2020-11-01 | USI_HV | Simple method region | 1586577.3235 | 0.545 | 864684.6413 | TBOP | 4.16e-06 | 3.5971 | Simple method | 3.1443
2020-11-01 | USI_HV | Simple method region | 1586577.3235 | 0.545 | 864684.6413 | TOD3 | 2.1846e-05 | 18.8902 | Simple method | 16.5121
2020-11-01 | USI_HV | Simple method region | 1586577.3235 | 0.545 | 864684.6413 | TOPE | 1.7922e-21 | 1.5497e-15 | Simple method | 1.3546e-15
2020-11-01 | USI_HV | Simple method region | 1586577.3235 | 0.545 | 864684.6413 | TRNZ | 2.9788e-07 | 0.25757 | Simple method | 0.22514
2020-11-01 | USI_HV | Simple method region | 1586577.3235 | 0.545 | 864684.6413 | TRUG | 0.00011399 | 98.567 | Simple method | 86.1584
2020-11-01 | USI_HV | Simple method region | 1586577.3235 | 0.545 | 864684.6413 | UNET | 9.504e-05 | 82.1793 | Simple method | 71.8338
2020-11-01 | USI_HV | Simple method region | 1586577.3235 | 0.545 | 864684.6413 | UNIS | 0.00021686 | 187.5142 | Simple method | 163.9081
2020-11-01 | USI_HV | Simple method region | 1586577.3235 | 0.545 | 864684.6413 | VECT | 1.5407e-20 | 1.3322e-14 | Simple method | 1.1645e-14
2020-11-01 | USI_HV | Simple method region | 1586577.3235 | 0.545 | 864684.6413 | WAIP | 0 | 0 | Simple method | 0
2020-11-01 | USI_HV | Simple method region | 1586577.3235 | 0.545 | 864684.6413 | WATA | 0.00011256 | 97.3265 | Simple method | 85.0741
2020-11-01 | USI_HV | Simple method region | 1586577.3235 | 0.545 | 864684.6413 | WAV1 | 0.00042895 | 370.907 | Simple method | 324.2137
2020-11-01 | USI_HV | Simple method region | 1586577.3235 | 0.545 | 864684.6413 | WELE | 8.4335e-05 | 72.9234 | Simple method | 63.7431
2020-11-01 | USI_HV | Simple method region | 1586577.3235 | 0.545 | 864684.6413 | WNST | 0 | 0 | Simple method | 0
2020-11-01 | USI_HV | Simple method region | 1586577.3235 | 0.545 | 864684.6413 | WPOW | 0.010324 | 8926.736 | Simple method | 7802.9515
2020-11-01 | USI_HV | Simple method region | 1586577.3235 | 0.545 | 864684.6413 | WTOM | 1.7843e-07 | 0.15429 | Simple method | 0.13486
2020-12-01 | USI_HV | Simple method region | 2121888.357 | 0.5907 | 1253399.4525 | ALPE | 0.042521 | 53296.0804 | Simple method | 46586.6508
2020-12-01 | USI_HV | Simple method region | 2121888.357 | 0.5907 | 1253399.4525 | BUEL | 0.0028612 | 3586.1949 | Simple method | 3134.7297
2020-12-01 | USI_HV | Simple method region | 2121888.357 | 0.5907 | 1253399.4525 | CHBP | 1.1612e-22 | 1.4555e-16 | Simple method | 1.2723e-16
2020-12-01 | USI_HV | Simple method region | 2121888.357 | 0.5907 | 1253399.4525 | COUP | 0 | 0 | Simple method | 0
2020-12-01 | USI_HV | Simple method region | 2121888.357 | 0.5907 | 1253399.4525 | CTCT | 0.036868 | 46209.9966 | Simple method | 40392.6322
2020-12-01 | USI_HV | Simple method region | 2121888.357 | 0.5907 | 1253399.4525 | DUNE | 0.00061586 | 771.9147 | Simple method | 674.7386
2020-12-01 | USI_HV | Simple method region | 2121888.357 | 0.5907 | 1253399.4525 | EASH | 0.041901 | 52519.0035 | Simple method | 45907.3998
2020-12-01 | USI_HV | Simple method region | 2121888.357 | 0.5907 | 1253399.4525 | EAST | 1.337e-22 | 1.6758e-16 | Simple method | 1.4648e-16
2020-12-01 | USI_HV | Simple method region | 2121888.357 | 0.5907 | 1253399.4525 | GENE | 0.046 | 57656.5142 | Simple method | 50398.1507
2020-12-01 | USI_HV | Simple method region | 2121888.357 | 0.5907 | 1253399.4525 | HORO | 9.2537e-07 | 1.1599 | Simple method | 1.0138
2020-12-01 | USI_HV | Simple method region | 2121888.357 | 0.5907 | 1253399.4525 | HRZE | 4.2851e-06 | 5.371 | Simple method | 4.6948
2020-12-01 | USI_HV | Simple method region | 2121888.357 | 0.5907 | 1253399.4525 | KIWI | 4.6984e-06 | 5.889 | Simple method | 5.1476
2020-12-01 | USI_HV | Simple method region | 2121888.357 | 0.5907 | 1253399.4525 | KUPE | 6.0273e-23 | 7.5546e-17 | Simple method | 6.6036e-17
2020-12-01 | USI_HV | Simple method region | 2121888.357 | 0.5907 | 1253399.4525 | MARL | 0.027572 | 34558.7624 | Simple method | 30208.1688
2020-12-01 | USI_HV | Simple method region | 2121888.357 | 0.5907 | 1253399.4525 | MELT | 7.8977e-06 | 9.899 | Simple method | 8.6528
2020-12-01 | USI_HV | Simple method region | 2121888.357 | 0.5907 | 1253399.4525 | MELW | 2.4557e-07 | 0.30779 | Simple method | 0.26905
2020-12-01 | USI_HV | Simple method region | 2121888.357 | 0.5907 | 1253399.4525 | MERI | 0.41456 | 519612.089 | Simple method | 454198.2584
2020-12-01 | USI_HV | Simple method region | 2121888.357 | 0.5907 | 1253399.4525 | METH | 4.877e-23 | 6.1128e-17 | Simple method | 5.3433e-17
2020-12-01 | USI_HV | Simple method region | 2121888.357 | 0.5907 | 1253399.4525 | MPOW | 0.049426 | 61951.1159 | Simple method | 54152.106
2020-12-01 | USI_HV | Simple method region | 2121888.357 | 0.5907 | 1253399.4525 | MRPL | 0.0027101 | 3396.8775 | Simple method | 2969.2455
2020-12-01 | USI_HV | Simple method region | 2121888.357 | 0.5907 | 1253399.4525 | MSVP | 0.00073252 | 918.1348 | Simple method | 802.5511
2020-12-01 | USI_HV | Simple method region | 2121888.357 | 0.5907 | 1253399.4525 | NAPA | 0.001117 | 1400.0851 | Simple method | 1223.8288
2020-12-01 | USI_HV | Simple method region | 2121888.357 | 0.5907 | 1253399.4525 | NELS | 0.0043838 | 5494.6444 | Simple method | 4802.925
2020-12-01 | USI_HV | Simple method region | 2121888.357 | 0.5907 | 1253399.4525 | NPOW | 8.4592e-21 | 1.0603e-14 | Simple method | 9.268e-15
2020-12-01 | USI_HV | Simple method region | 2121888.357 | 0.5907 | 1253399.4525 | NTRG | 0.00068251 | 855.4548 | Simple method | 747.7618
2020-12-01 | USI_HV | Simple method region | 2121888.357 | 0.5907 | 1253399.4525 | NZAS | 0 | 0 | Simple method | 0
2020-12-01 | USI_HV | Simple method region | 2121888.357 | 0.5907 | 1253399.4525 | NZST | 3.1043e-15 | 3.8909e-09 | Simple method | 3.4011e-09
2020-12-01 | USI_HV | Simple method region | 2121888.357 | 0.5907 | 1253399.4525 | OMVP | 7.8277e-23 | 9.8112e-17 | Simple method | 8.5761e-17
2020-12-01 | USI_HV | Simple method region | 2121888.357 | 0.5907 | 1253399.4525 | ORON | 0.26282 | 329420.5623 | Simple method | 287949.8935
2020-12-01 | USI_HV | Simple method region | 2121888.357 | 0.5907 | 1253399.4525 | PANP | 0 | 0 | Simple method | 0
2020-12-01 | USI_HV | Simple method region | 2121888.357 | 0.5907 | 1253399.4525 | POCO | 6.5825e-06 | 8.2504 | Simple method | 7.2118
2020-12-01 | USI_HV | Simple method region | 2121888.357 | 0.5907 | 1253399.4525 | POWN | 0.00055818 | 699.6199 | Simple method | 611.545
2020-12-01 | USI_HV | Simple method region | 2121888.357 | 0.5907 | 1253399.4525 | RAYN | 3.3653e-23 | 4.2181e-17 | Simple method | 3.6871e-17
2020-12-01 | USI_HV | Simple method region | 2121888.357 | 0.5907 | 1253399.4525 | SCAN | 8.135e-23 | 1.0196e-16 | Simple method | 8.9128e-17
2020-12-01 | USI_HV | Simple method region | 2121888.357 | 0.5907 | 1253399.4525 | SCGL | 2.3273e-14 | 2.917e-08 | Simple method | 2.5498e-08
2020-12-01 | USI_HV | Simple method region | 2121888.357 | 0.5907 | 1253399.4525 | SHPK | 0 | 0 | Simple method | 0
2020-12-01 | USI_HV | Simple method region | 2121888.357 | 0.5907 | 1253399.4525 | SKOG | 0.00013546 | 169.7904 | Simple method | 148.4156
2020-12-01 | USI_HV | Simple method region | 2121888.357 | 0.5907 | 1253399.4525 | SOLE | 1.3886e-25 | 1.7405e-19 | Simple method | 1.5214e-19
2020-12-01 | USI_HV | Simple method region | 2121888.357 | 0.5907 | 1253399.4525 | SOU2 | 1.4525e-05 | 18.2059 | Simple method | 15.914
2020-12-01 | USI_HV | Simple method region | 2121888.357 | 0.5907 | 1253399.4525 | TARW | 0.00041724 | 522.9646 | Simple method | 457.1287
2020-12-01 | USI_HV | Simple method region | 2121888.357 | 0.5907 | 1253399.4525 | TASM | 0.052672 | 66019.4218 | Simple method | 57708.254
2020-12-01 | USI_HV | Simple method region | 2121888.357 | 0.5907 | 1253399.4525 | TBOP | 4.16e-06 | 5.2142 | Simple method | 4.5578
2020-12-01 | USI_HV | Simple method region | 2121888.357 | 0.5907 | 1253399.4525 | TOD3 | 2.1846e-05 | 27.3822 | Simple method | 23.935
2020-12-01 | USI_HV | Simple method region | 2121888.357 | 0.5907 | 1253399.4525 | TOPE | 1.7922e-21 | 2.2464e-15 | Simple method | 1.9636e-15
2020-12-01 | USI_HV | Simple method region | 2121888.357 | 0.5907 | 1253399.4525 | TRNZ | 2.9788e-07 | 0.37336 | Simple method | 0.32636
2020-12-01 | USI_HV | Simple method region | 2121888.357 | 0.5907 | 1253399.4525 | TRUG | 0.00011399 | 142.8773 | Simple method | 124.8905
2020-12-01 | USI_HV | Simple method region | 2121888.357 | 0.5907 | 1253399.4525 | UNET | 9.504e-05 | 119.1226 | Simple method | 104.1263
2020-12-01 | USI_HV | Simple method region | 2121888.357 | 0.5907 | 1253399.4525 | UNIS | 0.00021686 | 271.8103 | Simple method | 237.5922
2020-12-01 | USI_HV | Simple method region | 2121888.357 | 0.5907 | 1253399.4525 | VECT | 1.5407e-20 | 1.9311e-14 | Simple method | 1.688e-14
2020-12-01 | USI_HV | Simple method region | 2121888.357 | 0.5907 | 1253399.4525 | WAIP | 0 | 0 | Simple method | 0
2020-12-01 | USI_HV | Simple method region | 2121888.357 | 0.5907 | 1253399.4525 | WATA | 0.00011256 | 141.0791 | Simple method | 123.3187
2020-12-01 | USI_HV | Simple method region | 2121888.357 | 0.5907 | 1253399.4525 | WAV1 | 0.00042895 | 537.6465 | Simple method | 469.9623
2020-12-01 | USI_HV | Simple method region | 2121888.357 | 0.5907 | 1253399.4525 | WELE | 8.4335e-05 | 105.7057 | Simple method | 92.3985
2020-12-01 | USI_HV | Simple method region | 2121888.357 | 0.5907 | 1253399.4525 | WNST | 0 | 0 | Simple method | 0
2020-12-01 | USI_HV | Simple method region | 2121888.357 | 0.5907 | 1253399.4525 | WPOW | 0.010324 | 12939.7071 | Simple method | 11310.7308
2020-12-01 | USI_HV | Simple method region | 2121888.357 | 0.5907 | 1253399.4525 | WTOM | 1.7843e-07 | 0.22365 | Simple method | 0.19549
2021-01-01 | USI_HV | Simple method region | 2456205.6959 | 0.674 | 1655482.639 | ALPE | 0.042521 | 70393.1502 | Simple method | 61531.3748
2021-01-01 | USI_HV | Simple method region | 2456205.6959 | 0.674 | 1655482.639 | BUEL | 0.0028612 | 4736.6251 | Simple method | 4140.3326
2021-01-01 | USI_HV | Simple method region | 2456205.6959 | 0.674 | 1655482.639 | CHBP | 1.1612e-22 | 1.9224e-16 | Simple method | 1.6804e-16
2021-01-01 | USI_HV | Simple method region | 2456205.6959 | 0.674 | 1655482.639 | COUP | 0 | 0 | Simple method | 0
2021-01-01 | USI_HV | Simple method region | 2456205.6959 | 0.674 | 1655482.639 | CTCT | 0.036868 | 61033.8923 | Simple method | 53350.3515
2021-01-01 | USI_HV | Simple method region | 2456205.6959 | 0.674 | 1655482.639 | DUNE | 0.00061586 | 1019.5405 | Simple method | 891.1908
2021-01-01 | USI_HV | Simple method region | 2456205.6959 | 0.674 | 1655482.639 | EASH | 0.041901 | 69366.7915 | Simple method | 60634.2242
2021-01-01 | USI_HV | Simple method region | 2456205.6959 | 0.674 | 1655482.639 | EAST | 1.337e-22 | 2.2133e-16 | Simple method | 1.9347e-16
2021-01-01 | USI_HV | Simple method region | 2456205.6959 | 0.674 | 1655482.639 | GENE | 0.046 | 76152.3855 | Simple method | 66565.5815
2021-01-01 | USI_HV | Simple method region | 2456205.6959 | 0.674 | 1655482.639 | HORO | 9.2537e-07 | 1.5319 | Simple method | 1.3391
2021-01-01 | USI_HV | Simple method region | 2456205.6959 | 0.674 | 1655482.639 | HRZE | 4.2851e-06 | 7.0939 | Simple method | 6.2009
2021-01-01 | USI_HV | Simple method region | 2456205.6959 | 0.674 | 1655482.639 | KIWI | 4.6984e-06 | 7.7782 | Simple method | 6.799
2021-01-01 | USI_HV | Simple method region | 2456205.6959 | 0.674 | 1655482.639 | KUPE | 6.0273e-23 | 9.9781e-17 | Simple method | 8.722e-17
2021-01-01 | USI_HV | Simple method region | 2456205.6959 | 0.674 | 1655482.639 | MARL | 0.027572 | 45645.0106 | Simple method | 39898.7721
2021-01-01 | USI_HV | Simple method region | 2456205.6959 | 0.674 | 1655482.639 | MELT | 7.8977e-06 | 13.0746 | Simple method | 11.4286
2021-01-01 | USI_HV | Simple method region | 2456205.6959 | 0.674 | 1655482.639 | MELW | 2.4557e-07 | 0.40653 | Simple method | 0.35535
2021-01-01 | USI_HV | Simple method region | 2456205.6959 | 0.674 | 1655482.639 | MERI | 0.41456 | 686300.5968 | Simple method | 599902.3934
2021-01-01 | USI_HV | Simple method region | 2456205.6959 | 0.674 | 1655482.639 | METH | 4.877e-23 | 8.0738e-17 | Simple method | 7.0574e-17
2021-01-01 | USI_HV | Simple method region | 2456205.6959 | 0.674 | 1655482.639 | MPOW | 0.049426 | 81824.6702 | Simple method | 71523.7838
2021-01-01 | USI_HV | Simple method region | 2456205.6959 | 0.674 | 1655482.639 | MRPL | 0.0027101 | 4486.5759 | Simple method | 3921.762
2021-01-01 | USI_HV | Simple method region | 2456205.6959 | 0.674 | 1655482.639 | MSVP | 0.00073252 | 1212.6671 | Simple method | 1060.0047
2021-01-01 | USI_HV | Simple method region | 2456205.6959 | 0.674 | 1655482.639 | NAPA | 0.001117 | 1849.2242 | Simple method | 1616.4258
2021-01-01 | USI_HV | Simple method region | 2456205.6959 | 0.674 | 1655482.639 | NELS | 0.0043838 | 7257.294 | Simple method | 6343.6752
2021-01-01 | USI_HV | Simple method region | 2456205.6959 | 0.674 | 1655482.639 | NPOW | 8.4592e-21 | 1.4004e-14 | Simple method | 1.2241e-14
2021-01-01 | USI_HV | Simple method region | 2456205.6959 | 0.674 | 1655482.639 | NTRG | 0.00068251 | 1129.8797 | Simple method | 987.6394
2021-01-01 | USI_HV | Simple method region | 2456205.6959 | 0.674 | 1655482.639 | NZAS | 0 | 0 | Simple method | 0
2021-01-01 | USI_HV | Simple method region | 2456205.6959 | 0.674 | 1655482.639 | NZST | 3.1043e-15 | 5.1391e-09 | Simple method | 4.4921e-09
2021-01-01 | USI_HV | Simple method region | 2456205.6959 | 0.674 | 1655482.639 | OMVP | 7.8277e-23 | 1.2959e-16 | Simple method | 1.1327e-16
2021-01-01 | USI_HV | Simple method region | 2456205.6959 | 0.674 | 1655482.639 | ORON | 0.26282 | 435096.7449 | Simple method | 380322.529
2021-01-01 | USI_HV | Simple method region | 2456205.6959 | 0.674 | 1655482.639 | PANP | 0 | 0 | Simple method | 0
2021-01-01 | USI_HV | Simple method region | 2456205.6959 | 0.674 | 1655482.639 | POCO | 6.5825e-06 | 10.8971 | Simple method | 9.5253
2021-01-01 | USI_HV | Simple method region | 2456205.6959 | 0.674 | 1655482.639 | POWN | 0.00055818 | 924.0539 | Simple method | 807.725
2021-01-01 | USI_HV | Simple method region | 2456205.6959 | 0.674 | 1655482.639 | RAYN | 3.3653e-23 | 5.5712e-17 | Simple method | 4.8699e-17
2021-01-01 | USI_HV | Simple method region | 2456205.6959 | 0.674 | 1655482.639 | SCAN | 8.135e-23 | 1.3467e-16 | Simple method | 1.1772e-16
2021-01-01 | USI_HV | Simple method region | 2456205.6959 | 0.674 | 1655482.639 | SCGL | 2.3273e-14 | 3.8528e-08 | Simple method | 3.3677e-08
2021-01-01 | USI_HV | Simple method region | 2456205.6959 | 0.674 | 1655482.639 | SHPK | 0 | 0 | Simple method | 0
2021-01-01 | USI_HV | Simple method region | 2456205.6959 | 0.674 | 1655482.639 | SKOG | 0.00013546 | 224.2582 | Simple method | 196.0264
2021-01-01 | USI_HV | Simple method region | 2456205.6959 | 0.674 | 1655482.639 | SOLE | 1.3886e-25 | 2.2988e-19 | Simple method | 2.0094e-19
2021-01-01 | USI_HV | Simple method region | 2456205.6959 | 0.674 | 1655482.639 | SOU2 | 1.4525e-05 | 24.0462 | Simple method | 21.0191
2021-01-01 | USI_HV | Simple method region | 2456205.6959 | 0.674 | 1655482.639 | TARW | 0.00041724 | 690.7286 | Simple method | 603.773
2021-01-01 | USI_HV | Simple method region | 2456205.6959 | 0.674 | 1655482.639 | TASM | 0.052672 | 87198.0648 | Simple method | 76220.7231
2021-01-01 | USI_HV | Simple method region | 2456205.6959 | 0.674 | 1655482.639 | TBOP | 4.16e-06 | 6.8869 | Simple method | 6.0199
2021-01-01 | USI_HV | Simple method region | 2456205.6959 | 0.674 | 1655482.639 | TOD3 | 2.1846e-05 | 36.1662 | Simple method | 31.6132
2021-01-01 | USI_HV | Simple method region | 2456205.6959 | 0.674 | 1655482.639 | TOPE | 1.7922e-21 | 2.967e-15 | Simple method | 2.5935e-15
2021-01-01 | USI_HV | Simple method region | 2456205.6959 | 0.674 | 1655482.639 | TRNZ | 2.9788e-07 | 0.49313 | Simple method | 0.43105
2021-01-01 | USI_HV | Simple method region | 2456205.6959 | 0.674 | 1655482.639 | TRUG | 0.00011399 | 188.7115 | Simple method | 164.9547
2021-01-01 | USI_HV | Simple method region | 2456205.6959 | 0.674 | 1655482.639 | UNET | 9.504e-05 | 157.3365 | Simple method | 137.5294
2021-01-01 | USI_HV | Simple method region | 2456205.6959 | 0.674 | 1655482.639 | UNIS | 0.00021686 | 359.0055 | Simple method | 313.8104
2021-01-01 | USI_HV | Simple method region | 2456205.6959 | 0.674 | 1655482.639 | VECT | 1.5407e-20 | 2.5506e-14 | Simple method | 2.2295e-14
2021-01-01 | USI_HV | Simple method region | 2456205.6959 | 0.674 | 1655482.639 | WAIP | 0 | 0 | Simple method | 0
2021-01-01 | USI_HV | Simple method region | 2456205.6959 | 0.674 | 1655482.639 | WATA | 0.00011256 | 186.3364 | Simple method | 162.8786
2021-01-01 | USI_HV | Simple method region | 2456205.6959 | 0.674 | 1655482.639 | WAV1 | 0.00042895 | 710.1204 | Simple method | 620.7235
2021-01-01 | USI_HV | Simple method region | 2456205.6959 | 0.674 | 1655482.639 | WELE | 8.4335e-05 | 139.6155 | Simple method | 122.0394
2021-01-01 | USI_HV | Simple method region | 2456205.6959 | 0.674 | 1655482.639 | WNST | 0 | 0 | Simple method | 0
2021-01-01 | USI_HV | Simple method region | 2456205.6959 | 0.674 | 1655482.639 | WPOW | 0.010324 | 17090.6892 | Simple method | 14939.1468
2021-01-01 | USI_HV | Simple method region | 2456205.6959 | 0.674 | 1655482.639 | WTOM | 1.7843e-07 | 0.29539 | Simple method | 0.2582
2021-02-01 | USI_HV | Simple method region | 4409719.8916 | 0.1953 | 861218.2948 | ALPE | 0.042521 | 36620.0571 | Simple method | 32009.9676
2021-02-01 | USI_HV | Simple method region | 4409719.8916 | 0.1953 | 861218.2948 | BUEL | 0.0028612 | 2464.0961 | Simple method | 2153.8916
2021-02-01 | USI_HV | Simple method region | 4409719.8916 | 0.1953 | 861218.2948 | CHBP | 1.1612e-22 | 1.0001e-16 | Simple method | 8.7418e-17
2021-02-01 | USI_HV | Simple method region | 4409719.8916 | 0.1953 | 861218.2948 | COUP | 0 | 0 | Simple method | 0
2021-02-01 | USI_HV | Simple method region | 4409719.8916 | 0.1953 | 861218.2948 | CTCT | 0.036868 | 31751.1663 | Simple method | 27754.0203
2021-02-01 | USI_HV | Simple method region | 4409719.8916 | 0.1953 | 861218.2948 | DUNE | 0.00061586 | 530.3873 | Simple method | 463.6169
2021-02-01 | USI_HV | Simple method region | 4409719.8916 | 0.1953 | 861218.2948 | EASH | 0.041901 | 36086.1229 | Simple method | 31543.2503
2021-02-01 | USI_HV | Simple method region | 4409719.8916 | 0.1953 | 861218.2948 | EAST | 1.337e-22 | 1.1514e-16 | Simple method | 1.0065e-16
2021-02-01 | USI_HV | Simple method region | 4409719.8916 | 0.1953 | 861218.2948 | GENE | 0.046 | 39616.1373 | Simple method | 34628.8721
2021-02-01 | USI_HV | Simple method region | 4409719.8916 | 0.1953 | 861218.2948 | HORO | 9.2537e-07 | 0.79695 | Simple method | 0.69662
2021-02-01 | USI_HV | Simple method region | 4409719.8916 | 0.1953 | 861218.2948 | HRZE | 4.2851e-06 | 3.6904 | Simple method | 3.2258
2021-02-01 | USI_HV | Simple method region | 4409719.8916 | 0.1953 | 861218.2948 | KIWI | 4.6984e-06 | 4.0464 | Simple method | 3.537
2021-02-01 | USI_HV | Simple method region | 4409719.8916 | 0.1953 | 861218.2948 | KUPE | 6.0273e-23 | 5.1908e-17 | Simple method | 4.5374e-17
2021-02-01 | USI_HV | Simple method region | 4409719.8916 | 0.1953 | 861218.2948 | MARL | 0.027572 | 23745.5333 | Simple method | 20756.2143
2021-02-01 | USI_HV | Simple method region | 4409719.8916 | 0.1953 | 861218.2948 | MELT | 7.8977e-06 | 6.8017 | Simple method | 5.9454
2021-02-01 | USI_HV | Simple method region | 4409719.8916 | 0.1953 | 861218.2948 | MELW | 2.4557e-07 | 0.21149 | Simple method | 0.18486
2021-02-01 | USI_HV | Simple method region | 4409719.8916 | 0.1953 | 861218.2948 | MERI | 0.41456 | 357028.5884 | Simple method | 312082.3524
2021-02-01 | USI_HV | Simple method region | 4409719.8916 | 0.1953 | 861218.2948 | METH | 4.877e-23 | 4.2001e-17 | Simple method | 3.6714e-17
2021-02-01 | USI_HV | Simple method region | 4409719.8916 | 0.1953 | 861218.2948 | MPOW | 0.049426 | 42566.984 | Simple method | 37208.2374
2021-02-01 | USI_HV | Simple method region | 4409719.8916 | 0.1953 | 861218.2948 | MRPL | 0.0027101 | 2334.0149 | Simple method | 2040.1864
2021-02-01 | USI_HV | Simple method region | 4409719.8916 | 0.1953 | 861218.2948 | MSVP | 0.00073252 | 630.856 | Simple method | 551.4377
2021-02-01 | USI_HV | Simple method region | 4409719.8916 | 0.1953 | 861218.2948 | NAPA | 0.001117 | 962.0069 | Simple method | 840.9001
2021-02-01 | USI_HV | Simple method region | 4409719.8916 | 0.1953 | 861218.2948 | NELS | 0.0043838 | 3775.4032 | Simple method | 3300.1186
2021-02-01 | USI_HV | Simple method region | 4409719.8916 | 0.1953 | 861218.2948 | NPOW | 8.4592e-21 | 7.2852e-15 | Simple method | 6.3681e-15
2021-02-01 | USI_HV | Simple method region | 4409719.8916 | 0.1953 | 861218.2948 | NTRG | 0.00068251 | 587.7881 | Simple method | 513.7916
2021-02-01 | USI_HV | Simple method region | 4409719.8916 | 0.1953 | 861218.2948 | NZAS | 0 | 0 | Simple method | 0
2021-02-01 | USI_HV | Simple method region | 4409719.8916 | 0.1953 | 861218.2948 | NZST | 3.1043e-15 | 2.6735e-09 | Simple method | 2.3369e-09
2021-02-01 | USI_HV | Simple method region | 4409719.8916 | 0.1953 | 861218.2948 | OMVP | 7.8277e-23 | 6.7413e-17 | Simple method | 5.8927e-17
2021-02-01 | USI_HV | Simple method region | 4409719.8916 | 0.1953 | 861218.2948 | ORON | 0.26282 | 226346.8477 | Simple method | 197852.102
2021-02-01 | USI_HV | Simple method region | 4409719.8916 | 0.1953 | 861218.2948 | PANP | 0 | 0 | Simple method | 0
2021-02-01 | USI_HV | Simple method region | 4409719.8916 | 0.1953 | 861218.2948 | POCO | 6.5825e-06 | 5.6689 | Simple method | 4.9553
2021-02-01 | USI_HV | Simple method region | 4409719.8916 | 0.1953 | 861218.2948 | POWN | 0.00055818 | 480.7131 | Simple method | 420.1962
2021-02-01 | USI_HV | Simple method region | 4409719.8916 | 0.1953 | 861218.2948 | RAYN | 3.3653e-23 | 2.8983e-17 | Simple method | 2.5334e-17
2021-02-01 | USI_HV | Simple method region | 4409719.8916 | 0.1953 | 861218.2948 | SCAN | 8.135e-23 | 7.006e-17 | Simple method | 6.124e-17
2021-02-01 | USI_HV | Simple method region | 4409719.8916 | 0.1953 | 861218.2948 | SCGL | 2.3273e-14 | 2.0043e-08 | Simple method | 1.752e-08
2021-02-01 | USI_HV | Simple method region | 4409719.8916 | 0.1953 | 861218.2948 | SHPK | 0 | 0 | Simple method | 0
2021-02-01 | USI_HV | Simple method region | 4409719.8916 | 0.1953 | 861218.2948 | SKOG | 0.00013546 | 116.664 | Simple method | 101.9772
2021-02-01 | USI_HV | Simple method region | 4409719.8916 | 0.1953 | 861218.2948 | SOLE | 1.3886e-25 | 1.1959e-19 | Simple method | 1.0453e-19
2021-02-01 | USI_HV | Simple method region | 4409719.8916 | 0.1953 | 861218.2948 | SOU2 | 1.4525e-05 | 12.5094 | Simple method | 10.9346
2021-02-01 | USI_HV | Simple method region | 4409719.8916 | 0.1953 | 861218.2948 | TARW | 0.00041724 | 359.3321 | Simple method | 314.0959
2021-02-01 | USI_HV | Simple method region | 4409719.8916 | 0.1953 | 861218.2948 | TASM | 0.052672 | 45362.3414 | Simple method | 39651.6881
2021-02-01 | USI_HV | Simple method region | 4409719.8916 | 0.1953 | 861218.2948 | TBOP | 4.16e-06 | 3.5827 | Simple method | 3.1317
2021-02-01 | USI_HV | Simple method region | 4409719.8916 | 0.1953 | 861218.2948 | TOD3 | 2.1846e-05 | 18.8144 | Simple method | 16.4459
2021-02-01 | USI_HV | Simple method region | 4409719.8916 | 0.1953 | 861218.2948 | TOPE | 1.7922e-21 | 1.5435e-15 | Simple method | 1.3492e-15
2021-02-01 | USI_HV | Simple method region | 4409719.8916 | 0.1953 | 861218.2948 | TRNZ | 2.9788e-07 | 0.25654 | Simple method | 0.22424
2021-02-01 | USI_HV | Simple method region | 4409719.8916 | 0.1953 | 861218.2948 | TRUG | 0.00011399 | 98.1719 | Simple method | 85.813
2021-02-01 | USI_HV | Simple method region | 4409719.8916 | 0.1953 | 861218.2948 | UNET | 9.504e-05 | 81.8499 | Simple method | 71.5458
2021-02-01 | USI_HV | Simple method region | 4409719.8916 | 0.1953 | 861218.2948 | UNIS | 0.00021686 | 186.7625 | Simple method | 163.251
2021-02-01 | USI_HV | Simple method region | 4409719.8916 | 0.1953 | 861218.2948 | VECT | 1.5407e-20 | 1.3269e-14 | Simple method | 1.1598e-14
2021-02-01 | USI_HV | Simple method region | 4409719.8916 | 0.1953 | 861218.2948 | WAIP | 0 | 0 | Simple method | 0
2021-02-01 | USI_HV | Simple method region | 4409719.8916 | 0.1953 | 861218.2948 | WATA | 0.00011256 | 96.9363 | Simple method | 84.733
2021-02-01 | USI_HV | Simple method region | 4409719.8916 | 0.1953 | 861218.2948 | WAV1 | 0.00042895 | 369.4202 | Simple method | 322.9139
2021-02-01 | USI_HV | Simple method region | 4409719.8916 | 0.1953 | 861218.2948 | WELE | 8.4335e-05 | 72.631 | Simple method | 63.4875
2021-02-01 | USI_HV | Simple method region | 4409719.8916 | 0.1953 | 861218.2948 | WNST | 0 | 0 | Simple method | 0
2021-02-01 | USI_HV | Simple method region | 4409719.8916 | 0.1953 | 861218.2948 | WPOW | 0.010324 | 8890.9505 | Simple method | 7771.6711
2021-02-01 | USI_HV | Simple method region | 4409719.8916 | 0.1953 | 861218.2948 | WTOM | 1.7843e-07 | 0.15367 | Simple method | 0.13432
2021-03-01 | USI_HV | Simple method region | 5137486.0736 | 0.2048 | 1052157.1479 | ALPE | 0.042521 | 44739.0111 | Simple method | 39106.8286
2021-03-01 | USI_HV | Simple method region | 5137486.0736 | 0.2048 | 1052157.1479 | BUEL | 0.0028612 | 3010.4055 | Simple method | 2631.4263
2021-03-01 | USI_HV | Simple method region | 5137486.0736 | 0.2048 | 1052157.1479 | CHBP | 1.1612e-22 | 1.2218e-16 | Simple method | 1.068e-16
2021-03-01 | USI_HV | Simple method region | 5137486.0736 | 0.2048 | 1052157.1479 | COUP | 0 | 0 | Simple method | 0
2021-03-01 | USI_HV | Simple method region | 5137486.0736 | 0.2048 | 1052157.1479 | CTCT | 0.036868 | 38790.649 | Simple method | 33907.3043
2021-03-01 | USI_HV | Simple method region | 5137486.0736 | 0.2048 | 1052157.1479 | DUNE | 0.00061586 | 647.9783 | Simple method | 566.4045
2021-03-01 | USI_HV | Simple method region | 5137486.0736 | 0.2048 | 1052157.1479 | EASH | 0.041901 | 44086.6994 | Simple method | 38536.6363
2021-03-01 | USI_HV | Simple method region | 5137486.0736 | 0.2048 | 1052157.1479 | EAST | 1.337e-22 | 1.4067e-16 | Simple method | 1.2296e-16
2021-03-01 | USI_HV | Simple method region | 5137486.0736 | 0.2048 | 1052157.1479 | GENE | 0.046 | 48399.3458 | Simple method | 42306.3648
2021-03-01 | USI_HV | Simple method region | 5137486.0736 | 0.2048 | 1052157.1479 | HORO | 9.2537e-07 | 0.97364 | Simple method | 0.85107
2021-03-01 | USI_HV | Simple method region | 5137486.0736 | 0.2048 | 1052157.1479 | HRZE | 4.2851e-06 | 4.5086 | Simple method | 3.941
2021-03-01 | USI_HV | Simple method region | 5137486.0736 | 0.2048 | 1052157.1479 | KIWI | 4.6984e-06 | 4.9435 | Simple method | 4.3212
2021-03-01 | USI_HV | Simple method region | 5137486.0736 | 0.2048 | 1052157.1479 | KUPE | 6.0273e-23 | 6.3417e-17 | Simple method | 5.5433e-17
2021-03-01 | USI_HV | Simple method region | 5137486.0736 | 0.2048 | 1052157.1479 | MARL | 0.027572 | 29010.1044 | Simple method | 25358.0299
2021-03-01 | USI_HV | Simple method region | 5137486.0736 | 0.2048 | 1052157.1479 | MELT | 7.8977e-06 | 8.3097 | Simple method | 7.2636
2021-03-01 | USI_HV | Simple method region | 5137486.0736 | 0.2048 | 1052157.1479 | MELW | 2.4557e-07 | 0.25838 | Simple method | 0.22585
2021-03-01 | USI_HV | Simple method region | 5137486.0736 | 0.2048 | 1052157.1479 | MERI | 0.41456 | 436184.6277 | Simple method | 381273.4585
2021-03-01 | USI_HV | Simple method region | 5137486.0736 | 0.2048 | 1052157.1479 | METH | 4.877e-23 | 5.1314e-17 | Simple method | 4.4854e-17
2021-03-01 | USI_HV | Simple method region | 5137486.0736 | 0.2048 | 1052157.1479 | MPOW | 0.049426 | 52004.4183 | Simple method | 45457.5956
2021-03-01 | USI_HV | Simple method region | 5137486.0736 | 0.2048 | 1052157.1479 | MRPL | 0.0027101 | 2851.4844 | Simple method | 2492.5118
2021-03-01 | USI_HV | Simple method region | 5137486.0736 | 0.2048 | 1052157.1479 | MSVP | 0.00073252 | 770.7217 | Simple method | 673.6957
2021-03-01 | USI_HV | Simple method region | 5137486.0736 | 0.2048 | 1052157.1479 | NAPA | 0.001117 | 1175.2914 | Simple method | 1027.3342
2021-03-01 | USI_HV | Simple method region | 5137486.0736 | 0.2048 | 1052157.1479 | NELS | 0.0043838 | 4612.4397 | Simple method | 4031.7808
2021-03-01 | USI_HV | Simple method region | 5137486.0736 | 0.2048 | 1052157.1479 | NPOW | 8.4592e-21 | 8.9004e-15 | Simple method | 7.78e-15
2021-03-01 | USI_HV | Simple method region | 5137486.0736 | 0.2048 | 1052157.1479 | NTRG | 0.00068251 | 718.1054 | Simple method | 627.7033
2021-03-01 | USI_HV | Simple method region | 5137486.0736 | 0.2048 | 1052157.1479 | NZAS | 0 | 0 | Simple method | 0
2021-03-01 | USI_HV | Simple method region | 5137486.0736 | 0.2048 | 1052157.1479 | NZST | 3.1043e-15 | 3.2662e-09 | Simple method | 2.855e-09
2021-03-01 | USI_HV | Simple method region | 5137486.0736 | 0.2048 | 1052157.1479 | OMVP | 7.8277e-23 | 8.2359e-17 | Simple method | 7.1991e-17
2021-03-01 | USI_HV | Simple method region | 5137486.0736 | 0.2048 | 1052157.1479 | ORON | 0.26282 | 276529.7197 | Simple method | 241717.4653
2021-03-01 | USI_HV | Simple method region | 5137486.0736 | 0.2048 | 1052157.1479 | PANP | 0 | 0 | Simple method | 0
2021-03-01 | USI_HV | Simple method region | 5137486.0736 | 0.2048 | 1052157.1479 | POCO | 6.5825e-06 | 6.9258 | Simple method | 6.0539
2021-03-01 | USI_HV | Simple method region | 5137486.0736 | 0.2048 | 1052157.1479 | POWN | 0.00055818 | 587.2909 | Simple method | 513.357
2021-03-01 | USI_HV | Simple method region | 5137486.0736 | 0.2048 | 1052157.1479 | RAYN | 3.3653e-23 | 3.5408e-17 | Simple method | 3.0951e-17
2021-03-01 | USI_HV | Simple method region | 5137486.0736 | 0.2048 | 1052157.1479 | SCAN | 8.135e-23 | 8.5593e-17 | Simple method | 7.4818e-17
2021-03-01 | USI_HV | Simple method region | 5137486.0736 | 0.2048 | 1052157.1479 | SCGL | 2.3273e-14 | 2.4487e-08 | Simple method | 2.1404e-08
2021-03-01 | USI_HV | Simple method region | 5137486.0736 | 0.2048 | 1052157.1479 | SHPK | 0 | 0 | Simple method | 0
2021-03-01 | USI_HV | Simple method region | 5137486.0736 | 0.2048 | 1052157.1479 | SKOG | 0.00013546 | 142.5294 | Simple method | 124.5864
2021-03-01 | USI_HV | Simple method region | 5137486.0736 | 0.2048 | 1052157.1479 | SOLE | 1.3886e-25 | 1.461e-19 | Simple method | 1.2771e-19
2021-03-01 | USI_HV | Simple method region | 5137486.0736 | 0.2048 | 1052157.1479 | SOU2 | 1.4525e-05 | 15.2828 | Simple method | 13.3589
2021-03-01 | USI_HV | Simple method region | 5137486.0736 | 0.2048 | 1052157.1479 | TARW | 0.00041724 | 438.9989 | Simple method | 383.7334
2021-03-01 | USI_HV | Simple method region | 5137486.0736 | 0.2048 | 1052157.1479 | TASM | 0.052672 | 55419.5284 | Simple method | 48442.7784
2021-03-01 | USI_HV | Simple method region | 5137486.0736 | 0.2048 | 1052157.1479 | TBOP | 4.16e-06 | 4.377 | Simple method | 3.826
2021-03-01 | USI_HV | Simple method region | 5137486.0736 | 0.2048 | 1052157.1479 | TOD3 | 2.1846e-05 | 22.9858 | Simple method | 20.0921
2021-03-01 | USI_HV | Simple method region | 5137486.0736 | 0.2048 | 1052157.1479 | TOPE | 1.7922e-21 | 1.8857e-15 | Simple method | 1.6483e-15
2021-03-01 | USI_HV | Simple method region | 5137486.0736 | 0.2048 | 1052157.1479 | TRNZ | 2.9788e-07 | 0.31341 | Simple method | 0.27396
2021-03-01 | USI_HV | Simple method region | 5137486.0736 | 0.2048 | 1052157.1479 | TRUG | 0.00011399 | 119.9373 | Simple method | 104.8384
2021-03-01 | USI_HV | Simple method region | 5137486.0736 | 0.2048 | 1052157.1479 | UNET | 9.504e-05 | 99.9966 | Simple method | 87.4081
2021-03-01 | USI_HV | Simple method region | 5137486.0736 | 0.2048 | 1052157.1479 | UNIS | 0.00021686 | 228.1692 | Simple method | 199.445
2021-03-01 | USI_HV | Simple method region | 5137486.0736 | 0.2048 | 1052157.1479 | VECT | 1.5407e-20 | 1.6211e-14 | Simple method | 1.417e-14
2021-03-01 | USI_HV | Simple method region | 5137486.0736 | 0.2048 | 1052157.1479 | WAIP | 0 | 0 | Simple method | 0
2021-03-01 | USI_HV | Simple method region | 5137486.0736 | 0.2048 | 1052157.1479 | WATA | 0.00011256 | 118.4278 | Simple method | 103.519
2021-03-01 | USI_HV | Simple method region | 5137486.0736 | 0.2048 | 1052157.1479 | WAV1 | 0.00042895 | 451.3235 | Simple method | 394.5065
2021-03-01 | USI_HV | Simple method region | 5137486.0736 | 0.2048 | 1052157.1479 | WELE | 8.4335e-05 | 88.7339 | Simple method | 77.5632
2021-03-01 | USI_HV | Simple method region | 5137486.0736 | 0.2048 | 1052157.1479 | WNST | 0 | 0 | Simple method | 0
2021-03-01 | USI_HV | Simple method region | 5137486.0736 | 0.2048 | 1052157.1479 | WPOW | 0.010324 | 10862.144 | Simple method | 9494.7115
2021-03-01 | USI_HV | Simple method region | 5137486.0736 | 0.2048 | 1052157.1479 | WTOM | 1.7843e-07 | 0.18774 | Simple method | 0.1641
2020-04-01 | USI_LV | Simple method region | 77351.7016 | 2.1412 | 165625.4634 | ALPE | 6.9181e-07 | 0.11458 | Simple method | 0.10016
2020-04-01 | USI_LV | Simple method region | 77351.7016 | 2.1412 | 165625.4634 | BUEL | 0.000228 | 37.7621 | Simple method | 33.0082
2020-04-01 | USI_LV | Simple method region | 77351.7016 | 2.1412 | 165625.4634 | CHBP | 3.3813e-24 | 5.6003e-19 | Simple method | 4.8953e-19
2020-04-01 | USI_LV | Simple method region | 77351.7016 | 2.1412 | 165625.4634 | COUP | 9.6397e-24 | 1.5966e-18 | Simple method | 1.3956e-18
2020-04-01 | USI_LV | Simple method region | 77351.7016 | 2.1412 | 165625.4634 | CTCT | 0.032565 | 5393.6269 | Simple method | 4714.6246
2020-04-01 | USI_LV | Simple method region | 77351.7016 | 2.1412 | 165625.4634 | DUNE | 0.0005431 | 89.9519 | Simple method | 78.6278
2020-04-01 | USI_LV | Simple method region | 77351.7016 | 2.1412 | 165625.4634 | EASH | 5.2145e-05 | 8.6365 | Simple method | 7.5493
2020-04-01 | USI_LV | Simple method region | 77351.7016 | 2.1412 | 165625.4634 | EAST | 4.6466e-24 | 7.6959e-19 | Simple method | 6.7271e-19
2020-04-01 | USI_LV | Simple method region | 77351.7016 | 2.1412 | 165625.4634 | GENE | 0.040741 | 6747.8129 | Simple method | 5898.3325
2020-04-01 | USI_LV | Simple method region | 77351.7016 | 2.1412 | 165625.4634 | HORO | 8.318e-07 | 0.13777 | Simple method | 0.12042
2020-04-01 | USI_LV | Simple method region | 77351.7016 | 2.1412 | 165625.4634 | HRZE | 3.806e-06 | 0.63036 | Simple method | 0.55101
2020-04-01 | USI_LV | Simple method region | 77351.7016 | 2.1412 | 165625.4634 | KIWI | 4.2233e-06 | 0.69949 | Simple method | 0.61143
2020-04-01 | USI_LV | Simple method region | 77351.7016 | 2.1412 | 165625.4634 | KUPE | 1.755e-24 | 2.9068e-19 | Simple method | 2.5409e-19
2020-04-01 | USI_LV | Simple method region | 77351.7016 | 2.1412 | 165625.4634 | MARL | 0.002197 | 363.8718 | Simple method | 318.0641
2020-04-01 | USI_LV | Simple method region | 77351.7016 | 2.1412 | 165625.4634 | MELT | 7.0991e-06 | 1.1758 | Simple method | 1.0278
2020-04-01 | USI_LV | Simple method region | 77351.7016 | 2.1412 | 165625.4634 | MELW | 2.1726e-07 | 0.035983 | Simple method | 0.031453
2020-04-01 | USI_LV | Simple method region | 77351.7016 | 2.1412 | 165625.4634 | MERI | 0.36663 | 60723.3228 | Simple method | 53078.8795
2020-04-01 | USI_LV | Simple method region | 77351.7016 | 2.1412 | 165625.4634 | METH | 1.4201e-24 | 2.352e-19 | Simple method | 2.0559e-19
2020-04-01 | USI_LV | Simple method region | 77351.7016 | 2.1412 | 165625.4634 | MPOW | 0.089379 | 14803.5155 | Simple method | 12939.9048
2020-04-01 | USI_LV | Simple method region | 77351.7016 | 2.1412 | 165625.4634 | MRPL | 0.0024188 | 400.6128 | Simple method | 350.1798
2020-04-01 | USI_LV | Simple method region | 77351.7016 | 2.1412 | 165625.4634 | MSVP | 0.00065385 | 108.2937 | Simple method | 94.6607
2020-04-01 | USI_LV | Simple method region | 77351.7016 | 2.1412 | 165625.4634 | NAPA | 0.00099707 | 165.1396 | Simple method | 144.3502
2020-04-01 | USI_LV | Simple method region | 77351.7016 | 2.1412 | 165625.4634 | NELS | 6.5761e-08 | 0.010892 | Simple method | 0.0095205
2020-04-01 | USI_LV | Simple method region | 77351.7016 | 2.1412 | 165625.4634 | NPOW | 0 | 0 | Simple method | 0
2020-04-01 | USI_LV | Simple method region | 77351.7016 | 2.1412 | 165625.4634 | NTRG | 0.00060921 | 100.9006 | Simple method | 88.1983
2020-04-01 | USI_LV | Simple method region | 77351.7016 | 2.1412 | 165625.4634 | NZAS | 0 | 0 | Simple method | 0
2020-04-01 | USI_LV | Simple method region | 77351.7016 | 2.1412 | 165625.4634 | NZST | 2.7135e-15 | 4.4943e-10 | Simple method | 3.9285e-10
2020-04-01 | USI_LV | Simple method region | 77351.7016 | 2.1412 | 165625.4634 | OMVP | 2.2793e-24 | 3.7751e-19 | Simple method | 3.2998e-19
2020-04-01 | USI_LV | Simple method region | 77351.7016 | 2.1412 | 165625.4634 | ORON | 0.3869 | 64079.7393 | Simple method | 56012.7576
2020-04-01 | USI_LV | Simple method region | 77351.7016 | 2.1412 | 165625.4634 | PANP | 2.4414e-24 | 4.0435e-19 | Simple method | 3.5345e-19
2020-04-01 | USI_LV | Simple method region | 77351.7016 | 2.1412 | 165625.4634 | POCO | 5.8755e-06 | 0.97314 | Simple method | 0.85063
2020-04-01 | USI_LV | Simple method region | 77351.7016 | 2.1412 | 165625.4634 | POWN | 0.00049226 | 81.53 | Simple method | 71.2663
2020-04-01 | USI_LV | Simple method region | 77351.7016 | 2.1412 | 165625.4634 | RAYN | 0 | 0 | Simple method | 0
2020-04-01 | USI_LV | Simple method region | 77351.7016 | 2.1412 | 165625.4634 | SCAN | 2.3688e-24 | 3.9233e-19 | Simple method | 3.4294e-19
2020-04-01 | USI_LV | Simple method region | 77351.7016 | 2.1412 | 165625.4634 | SCGL | 2.0343e-14 | 3.3694e-09 | Simple method | 2.9452e-09
2020-04-01 | USI_LV | Simple method region | 77351.7016 | 2.1412 | 165625.4634 | SHPK | 0 | 0 | Simple method | 0
2020-04-01 | USI_LV | Simple method region | 77351.7016 | 2.1412 | 165625.4634 | SKOG | 0.00012032 | 19.9275 | Simple method | 17.4188
2020-04-01 | USI_LV | Simple method region | 77351.7016 | 2.1412 | 165625.4634 | SOLE | 0 | 0 | Simple method | 0
2020-04-01 | USI_LV | Simple method region | 77351.7016 | 2.1412 | 165625.4634 | SOU2 | 1.2901e-05 | 2.1367 | Simple method | 1.8677
2020-04-01 | USI_LV | Simple method region | 77351.7016 | 2.1412 | 165625.4634 | TARW | 0.00037243 | 61.6835 | Simple method | 53.9182
2020-04-01 | USI_LV | Simple method region | 77351.7016 | 2.1412 | 165625.4634 | TASM | 0.00057698 | 95.5619 | Simple method | 83.5317
2020-04-01 | USI_LV | Simple method region | 77351.7016 | 2.1412 | 165625.4634 | TBOP | 3.7394e-06 | 0.61933 | Simple method | 0.54137
2020-04-01 | USI_LV | Simple method region | 77351.7016 | 2.1412 | 165625.4634 | TOD3 | 1.9637e-05 | 3.2524 | Simple method | 2.843
2020-04-01 | USI_LV | Simple method region | 77351.7016 | 2.1412 | 165625.4634 | TOPE | 0 | 0 | Simple method | 0
2020-04-01 | USI_LV | Simple method region | 77351.7016 | 2.1412 | 165625.4634 | TRNZ | 2.6589e-07 | 0.044038 | Simple method | 0.038494
2020-04-01 | USI_LV | Simple method region | 77351.7016 | 2.1412 | 165625.4634 | TRUG | 0.048707 | 8067.0607 | Simple method | 7051.5005
2020-04-01 | USI_LV | Simple method region | 77351.7016 | 2.1412 | 165625.4634 | UNET | 8.4833e-05 | 14.0505 | Simple method | 12.2817
2020-04-01 | USI_LV | Simple method region | 77351.7016 | 2.1412 | 165625.4634 | UNIS | 0.00019357 | 32.0599 | Simple method | 28.0239
2020-04-01 | USI_LV | Simple method region | 77351.7016 | 2.1412 | 165625.4634 | VECT | 0 | 0 | Simple method | 0
2020-04-01 | USI_LV | Simple method region | 77351.7016 | 2.1412 | 165625.4634 | WAIP | 9.6148e-24 | 1.5925e-18 | Simple method | 1.392e-18
2020-04-01 | USI_LV | Simple method region | 77351.7016 | 2.1412 | 165625.4634 | WATA | 4.5568e-12 | 7.5471e-07 | Simple method | 6.597e-07
2020-04-01 | USI_LV | Simple method region | 77351.7016 | 2.1412 | 165625.4634 | WAV1 | 0.00038288 | 63.4152 | Simple method | 55.4319
2020-04-01 | USI_LV | Simple method region | 77351.7016 | 2.1412 | 165625.4634 | WELE | 7.5278e-05 | 12.468 | Simple method | 10.8984
2020-04-01 | USI_LV | Simple method region | 77351.7016 | 2.1412 | 165625.4634 | WNST | 8.945e-24 | 1.4815e-18 | Simple method | 1.295e-18
2020-04-01 | USI_LV | Simple method region | 77351.7016 | 2.1412 | 165625.4634 | WPOW | 0.025024 | 4144.6627 | Simple method | 3622.8922
2020-04-01 | USI_LV | Simple method region | 77351.7016 | 2.1412 | 165625.4634 | WTOM | 1.5994e-07 | 0.02649 | Simple method | 0.023155
2020-05-01 | USI_LV | Simple method region | 265353.8827 | 0.3989 | 105849.6638 | ALPE | 6.9181e-07 | 0.073228 | Simple method | 0.064009
2020-05-01 | USI_LV | Simple method region | 265353.8827 | 0.3989 | 105849.6638 | BUEL | 0.000228 | 24.1334 | Simple method | 21.0952
2020-05-01 | USI_LV | Simple method region | 265353.8827 | 0.3989 | 105849.6638 | CHBP | 3.3813e-24 | 3.5791e-19 | Simple method | 3.1285e-19
2020-05-01 | USI_LV | Simple method region | 265353.8827 | 0.3989 | 105849.6638 | COUP | 9.6397e-24 | 1.0204e-18 | Simple method | 8.919e-19
2020-05-01 | USI_LV | Simple method region | 265353.8827 | 0.3989 | 105849.6638 | CTCT | 0.032565 | 3447.0158 | Simple method | 3013.0719
2020-05-01 | USI_LV | Simple method region | 265353.8827 | 0.3989 | 105849.6638 | DUNE | 0.0005431 | 57.4874 | Simple method | 50.2503
2020-05-01 | USI_LV | Simple method region | 265353.8827 | 0.3989 | 105849.6638 | EASH | 5.2145e-05 | 5.5195 | Simple method | 4.8247
2020-05-01 | USI_LV | Simple method region | 265353.8827 | 0.3989 | 105849.6638 | EAST | 4.6466e-24 | 4.9184e-19 | Simple method | 4.2992e-19
2020-05-01 | USI_LV | Simple method region | 265353.8827 | 0.3989 | 105849.6638 | GENE | 0.040741 | 4312.4633 | Simple method | 3769.5684
2020-05-01 | USI_LV | Simple method region | 265353.8827 | 0.3989 | 105849.6638 | HORO | 8.318e-07 | 0.088045 | Simple method | 0.076961
2020-05-01 | USI_LV | Simple method region | 265353.8827 | 0.3989 | 105849.6638 | HRZE | 3.806e-06 | 0.40286 | Simple method | 0.35214
2020-05-01 | USI_LV | Simple method region | 265353.8827 | 0.3989 | 105849.6638 | KIWI | 4.2233e-06 | 0.44704 | Simple method | 0.39076
2020-05-01 | USI_LV | Simple method region | 265353.8827 | 0.3989 | 105849.6638 | KUPE | 1.755e-24 | 1.8577e-19 | Simple method | 1.6238e-19
2020-05-01 | USI_LV | Simple method region | 265353.8827 | 0.3989 | 105849.6638 | MARL | 0.002197 | 232.547 | Simple method | 203.2717
2020-05-01 | USI_LV | Simple method region | 265353.8827 | 0.3989 | 105849.6638 | MELT | 7.0991e-06 | 0.75144 | Simple method | 0.65684
2020-05-01 | USI_LV | Simple method region | 265353.8827 | 0.3989 | 105849.6638 | MELW | 2.1726e-07 | 0.022997 | Simple method | 0.020102
2020-05-01 | USI_LV | Simple method region | 265353.8827 | 0.3989 | 105849.6638 | MERI | 0.36663 | 38807.7 | Simple method | 33922.2088
2020-05-01 | USI_LV | Simple method region | 265353.8827 | 0.3989 | 105849.6638 | METH | 1.4201e-24 | 1.5032e-19 | Simple method | 1.3139e-19
2020-05-01 | USI_LV | Simple method region | 265353.8827 | 0.3989 | 105849.6638 | MPOW | 0.089379 | 9460.7865 | Simple method | 8269.7705
2020-05-01 | USI_LV | Simple method region | 265353.8827 | 0.3989 | 105849.6638 | MRPL | 0.0024188 | 256.0279 | Simple method | 223.7966
2020-05-01 | USI_LV | Simple method region | 265353.8827 | 0.3989 | 105849.6638 | MSVP | 0.00065385 | 69.2095 | Simple method | 60.4967
2020-05-01 | USI_LV | Simple method region | 265353.8827 | 0.3989 | 105849.6638 | NAPA | 0.00099707 | 105.5392 | Simple method | 92.2529
2020-05-01 | USI_LV | Simple method region | 265353.8827 | 0.3989 | 105849.6638 | NELS | 6.5761e-08 | 0.0069608 | Simple method | 0.0060845
2020-05-01 | USI_LV | Simple method region | 265353.8827 | 0.3989 | 105849.6638 | NPOW | 0 | 0 | Simple method | 0
2020-05-01 | USI_LV | Simple method region | 265353.8827 | 0.3989 | 105849.6638 | NTRG | 0.00060921 | 64.4846 | Simple method | 56.3667
2020-05-01 | USI_LV | Simple method region | 265353.8827 | 0.3989 | 105849.6638 | NZAS | 0 | 0 | Simple method | 0
2020-05-01 | USI_LV | Simple method region | 265353.8827 | 0.3989 | 105849.6638 | NZST | 2.7135e-15 | 2.8723e-10 | Simple method | 2.5107e-10
2020-05-01 | USI_LV | Simple method region | 265353.8827 | 0.3989 | 105849.6638 | OMVP | 2.2793e-24 | 2.4126e-19 | Simple method | 2.1089e-19
2020-05-01 | USI_LV | Simple method region | 265353.8827 | 0.3989 | 105849.6638 | ORON | 0.3869 | 40952.754 | Simple method | 35797.2225
2020-05-01 | USI_LV | Simple method region | 265353.8827 | 0.3989 | 105849.6638 | PANP | 2.4414e-24 | 2.5842e-19 | Simple method | 2.2589e-19
2020-05-01 | USI_LV | Simple method region | 265353.8827 | 0.3989 | 105849.6638 | POCO | 5.8755e-06 | 0.62192 | Simple method | 0.54363
2020-05-01 | USI_LV | Simple method region | 265353.8827 | 0.3989 | 105849.6638 | POWN | 0.00049226 | 52.1051 | Simple method | 45.5456
2020-05-01 | USI_LV | Simple method region | 265353.8827 | 0.3989 | 105849.6638 | RAYN | 0 | 0 | Simple method | 0
2020-05-01 | USI_LV | Simple method region | 265353.8827 | 0.3989 | 105849.6638 | SCAN | 2.3688e-24 | 2.5073e-19 | Simple method | 2.1917e-19
2020-05-01 | USI_LV | Simple method region | 265353.8827 | 0.3989 | 105849.6638 | SCGL | 2.0343e-14 | 2.1533e-09 | Simple method | 1.8822e-09
2020-05-01 | USI_LV | Simple method region | 265353.8827 | 0.3989 | 105849.6638 | SHPK | 0 | 0 | Simple method | 0
2020-05-01 | USI_LV | Simple method region | 265353.8827 | 0.3989 | 105849.6638 | SKOG | 0.00012032 | 12.7355 | Simple method | 11.1322
2020-05-01 | USI_LV | Simple method region | 265353.8827 | 0.3989 | 105849.6638 | SOLE | 0 | 0 | Simple method | 0
2020-05-01 | USI_LV | Simple method region | 265353.8827 | 0.3989 | 105849.6638 | SOU2 | 1.2901e-05 | 1.3656 | Simple method | 1.1937
2020-05-01 | USI_LV | Simple method region | 265353.8827 | 0.3989 | 105849.6638 | TARW | 0.00037243 | 39.4214 | Simple method | 34.4586
2020-05-01 | USI_LV | Simple method region | 265353.8827 | 0.3989 | 105849.6638 | TASM | 0.00057698 | 61.0727 | Simple method | 53.3843
2020-05-01 | USI_LV | Simple method region | 265353.8827 | 0.3989 | 105849.6638 | TBOP | 3.7394e-06 | 0.39581 | Simple method | 0.34598
2020-05-01 | USI_LV | Simple method region | 265353.8827 | 0.3989 | 105849.6638 | TOD3 | 1.9637e-05 | 2.0786 | Simple method | 1.8169
2020-05-01 | USI_LV | Simple method region | 265353.8827 | 0.3989 | 105849.6638 | TOPE | 0 | 0 | Simple method | 0
2020-05-01 | USI_LV | Simple method region | 265353.8827 | 0.3989 | 105849.6638 | TRNZ | 2.6589e-07 | 0.028144 | Simple method | 0.024601
2020-05-01 | USI_LV | Simple method region | 265353.8827 | 0.3989 | 105849.6638 | TRUG | 0.048707 | 5155.582 | Simple method | 4506.5471
2020-05-01 | USI_LV | Simple method region | 265353.8827 | 0.3989 | 105849.6638 | UNET | 8.4833e-05 | 8.9795 | Simple method | 7.8491
2020-05-01 | USI_LV | Simple method region | 265353.8827 | 0.3989 | 105849.6638 | UNIS | 0.00019357 | 20.4892 | Simple method | 17.9098
2020-05-01 | USI_LV | Simple method region | 265353.8827 | 0.3989 | 105849.6638 | VECT | 0 | 0 | Simple method | 0
2020-05-01 | USI_LV | Simple method region | 265353.8827 | 0.3989 | 105849.6638 | WAIP | 9.6148e-24 | 1.0177e-18 | Simple method | 8.8961e-19
2020-05-01 | USI_LV | Simple method region | 265353.8827 | 0.3989 | 105849.6638 | WATA | 4.5568e-12 | 4.8233e-07 | Simple method | 4.2161e-07
2020-05-01 | USI_LV | Simple method region | 265353.8827 | 0.3989 | 105849.6638 | WAV1 | 0.00038288 | 40.5281 | Simple method | 35.426
2020-05-01 | USI_LV | Simple method region | 265353.8827 | 0.3989 | 105849.6638 | WELE | 7.5278e-05 | 7.9682 | Simple method | 6.965
2020-05-01 | USI_LV | Simple method region | 265353.8827 | 0.3989 | 105849.6638 | WNST | 8.945e-24 | 9.4682e-19 | Simple method | 8.2763e-19
2020-05-01 | USI_LV | Simple method region | 265353.8827 | 0.3989 | 105849.6638 | WPOW | 0.025024 | 2648.8147 | Simple method | 2315.3561
2020-05-01 | USI_LV | Simple method region | 265353.8827 | 0.3989 | 105849.6638 | WTOM | 1.5994e-07 | 0.016929 | Simple method | 0.014798
2020-06-01 | USI_LV | Simple method region | 408620.455 | 0.4449 | 181795.2404 | ALPE | 6.9181e-07 | 0.12577 | Simple method | 0.10993
2020-06-01 | USI_LV | Simple method region | 408620.455 | 0.4449 | 181795.2404 | BUEL | 0.000228 | 41.4487 | Simple method | 36.2307
2020-06-01 | USI_LV | Simple method region | 408620.455 | 0.4449 | 181795.2404 | CHBP | 3.3813e-24 | 6.1471e-19 | Simple method | 5.3732e-19
2020-06-01 | USI_LV | Simple method region | 408620.455 | 0.4449 | 181795.2404 | COUP | 9.6397e-24 | 1.7524e-18 | Simple method | 1.5318e-18
2020-06-01 | USI_LV | Simple method region | 408620.455 | 0.4449 | 181795.2404 | CTCT | 0.032565 | 5920.1989 | Simple method | 5174.9066
2020-06-01 | USI_LV | Simple method region | 408620.455 | 0.4449 | 181795.2404 | DUNE | 0.0005431 | 98.7337 | Simple method | 86.3042
2020-06-01 | USI_LV | Simple method region | 408620.455 | 0.4449 | 181795.2404 | EASH | 5.2145e-05 | 9.4797 | Simple method | 8.2863
2020-06-01 | USI_LV | Simple method region | 408620.455 | 0.4449 | 181795.2404 | EAST | 4.6466e-24 | 8.4473e-19 | Simple method | 7.3839e-19
2020-06-01 | USI_LV | Simple method region | 408620.455 | 0.4449 | 181795.2404 | GENE | 0.040741 | 7406.5923 | Simple method | 6474.1783
2020-06-01 | USI_LV | Simple method region | 408620.455 | 0.4449 | 181795.2404 | HORO | 8.318e-07 | 0.15122 | Simple method | 0.13218
2020-06-01 | USI_LV | Simple method region | 408620.455 | 0.4449 | 181795.2404 | HRZE | 3.806e-06 | 0.6919 | Simple method | 0.6048
2020-06-01 | USI_LV | Simple method region | 408620.455 | 0.4449 | 181795.2404 | KIWI | 4.2233e-06 | 0.76778 | Simple method | 0.67112
2020-06-01 | USI_LV | Simple method region | 408620.455 | 0.4449 | 181795.2404 | KUPE | 1.755e-24 | 3.1906e-19 | Simple method | 2.7889e-19
2020-06-01 | USI_LV | Simple method region | 408620.455 | 0.4449 | 181795.2404 | MARL | 0.002197 | 399.3961 | Simple method | 349.1162
2020-06-01 | USI_LV | Simple method region | 408620.455 | 0.4449 | 181795.2404 | MELT | 7.0991e-06 | 1.2906 | Simple method | 1.1281
2020-06-01 | USI_LV | Simple method region | 408620.455 | 0.4449 | 181795.2404 | MELW | 2.1726e-07 | 0.039496 | Simple method | 0.034524
2020-06-01 | USI_LV | Simple method region | 408620.455 | 0.4449 | 181795.2404 | MERI | 0.36663 | 66651.6539 | Simple method | 58260.8946
2020-06-01 | USI_LV | Simple method region | 408620.455 | 0.4449 | 181795.2404 | METH | 1.4201e-24 | 2.5817e-19 | Simple method | 2.2567e-19
2020-06-01 | USI_LV | Simple method region | 408620.455 | 0.4449 | 181795.2404 | MPOW | 0.089379 | 16248.7616 | Simple method | 14203.2092
2020-06-01 | USI_LV | Simple method region | 408620.455 | 0.4449 | 181795.2404 | MRPL | 0.0024188 | 439.7241 | Simple method | 384.3673
2020-06-01 | USI_LV | Simple method region | 408620.455 | 0.4449 | 181795.2404 | MSVP | 0.00065385 | 118.8663 | Simple method | 103.9022
2020-06-01 | USI_LV | Simple method region | 408620.455 | 0.4449 | 181795.2404 | NAPA | 0.00099707 | 181.262 | Simple method | 158.4429
2020-06-01 | USI_LV | Simple method region | 408620.455 | 0.4449 | 181795.2404 | NELS | 6.5761e-08 | 0.011955 | Simple method | 0.01045
2020-06-01 | USI_LV | Simple method region | 408620.455 | 0.4449 | 181795.2404 | NPOW | 0 | 0 | Simple method | 0
2020-06-01 | USI_LV | Simple method region | 408620.455 | 0.4449 | 181795.2404 | NTRG | 0.00060921 | 110.7514 | Simple method | 96.8089
2020-06-01 | USI_LV | Simple method region | 408620.455 | 0.4449 | 181795.2404 | NZAS | 0 | 0 | Simple method | 0
2020-06-01 | USI_LV | Simple method region | 408620.455 | 0.4449 | 181795.2404 | NZST | 2.7135e-15 | 4.9331e-10 | Simple method | 4.312e-10
2020-06-01 | USI_LV | Simple method region | 408620.455 | 0.4449 | 181795.2404 | OMVP | 2.2793e-24 | 4.1436e-19 | Simple method | 3.622e-19
2020-06-01 | USI_LV | Simple method region | 408620.455 | 0.4449 | 181795.2404 | ORON | 0.3869 | 70335.7526 | Simple method | 61481.203
2020-06-01 | USI_LV | Simple method region | 408620.455 | 0.4449 | 181795.2404 | PANP | 2.4414e-24 | 4.4383e-19 | Simple method | 3.8796e-19
2020-06-01 | USI_LV | Simple method region | 408620.455 | 0.4449 | 181795.2404 | POCO | 5.8755e-06 | 1.0681 | Simple method | 0.93367
2020-06-01 | USI_LV | Simple method region | 408620.455 | 0.4449 | 181795.2404 | POWN | 0.00049226 | 89.4897 | Simple method | 78.2239
2020-06-01 | USI_LV | Simple method region | 408620.455 | 0.4449 | 181795.2404 | RAYN | 0 | 0 | Simple method | 0
2020-06-01 | USI_LV | Simple method region | 408620.455 | 0.4449 | 181795.2404 | SCAN | 2.3688e-24 | 4.3063e-19 | Simple method | 3.7642e-19
2020-06-01 | USI_LV | Simple method region | 408620.455 | 0.4449 | 181795.2404 | SCGL | 2.0343e-14 | 3.6983e-09 | Simple method | 3.2327e-09
2020-06-01 | USI_LV | Simple method region | 408620.455 | 0.4449 | 181795.2404 | SHPK | 0 | 0 | Simple method | 0
2020-06-01 | USI_LV | Simple method region | 408620.455 | 0.4449 | 181795.2404 | SKOG | 0.00012032 | 21.873 | Simple method | 19.1194
2020-06-01 | USI_LV | Simple method region | 408620.455 | 0.4449 | 181795.2404 | SOLE | 0 | 0 | Simple method | 0
2020-06-01 | USI_LV | Simple method region | 408620.455 | 0.4449 | 181795.2404 | SOU2 | 1.2901e-05 | 2.3453 | Simple method | 2.0501
2020-06-01 | USI_LV | Simple method region | 408620.455 | 0.4449 | 181795.2404 | TARW | 0.00037243 | 67.7056 | Simple method | 59.1822
2020-06-01 | USI_LV | Simple method region | 408620.455 | 0.4449 | 181795.2404 | TASM | 0.00057698 | 104.8915 | Simple method | 91.6867
2020-06-01 | USI_LV | Simple method region | 408620.455 | 0.4449 | 181795.2404 | TBOP | 3.7394e-06 | 0.6798 | Simple method | 0.59422
2020-06-01 | USI_LV | Simple method region | 408620.455 | 0.4449 | 181795.2404 | TOD3 | 1.9637e-05 | 3.5699 | Simple method | 3.1205
2020-06-01 | USI_LV | Simple method region | 408620.455 | 0.4449 | 181795.2404 | TOPE | 0 | 0 | Simple method | 0
2020-06-01 | USI_LV | Simple method region | 408620.455 | 0.4449 | 181795.2404 | TRNZ | 2.6589e-07 | 0.048337 | Simple method | 0.042252
2020-06-01 | USI_LV | Simple method region | 408620.455 | 0.4449 | 181795.2404 | TRUG | 0.048707 | 8854.6362 | Simple method | 7739.9284
2020-06-01 | USI_LV | Simple method region | 408620.455 | 0.4449 | 181795.2404 | UNET | 8.4833e-05 | 15.4222 | Simple method | 13.4807
2020-06-01 | USI_LV | Simple method region | 408620.455 | 0.4449 | 181795.2404 | UNIS | 0.00019357 | 35.1899 | Simple method | 30.7599
2020-06-01 | USI_LV | Simple method region | 408620.455 | 0.4449 | 181795.2404 | VECT | 0 | 0 | Simple method | 0
2020-06-01 | USI_LV | Simple method region | 408620.455 | 0.4449 | 181795.2404 | WAIP | 9.6148e-24 | 1.7479e-18 | Simple method | 1.5279e-18
2020-06-01 | USI_LV | Simple method region | 408620.455 | 0.4449 | 181795.2404 | WATA | 4.5568e-12 | 8.284e-07 | Simple method | 7.2411e-07
2020-06-01 | USI_LV | Simple method region | 408620.455 | 0.4449 | 181795.2404 | WAV1 | 0.00038288 | 69.6064 | Simple method | 60.8437
2020-06-01 | USI_LV | Simple method region | 408620.455 | 0.4449 | 181795.2404 | WELE | 7.5278e-05 | 13.6852 | Simple method | 11.9624
2020-06-01 | USI_LV | Simple method region | 408620.455 | 0.4449 | 181795.2404 | WNST | 8.945e-24 | 1.6262e-18 | Simple method | 1.4214e-18
2020-06-01 | USI_LV | Simple method region | 408620.455 | 0.4449 | 181795.2404 | WPOW | 0.025024 | 4549.3002 | Simple method | 3976.59
2020-06-01 | USI_LV | Simple method region | 408620.455 | 0.4449 | 181795.2404 | WTOM | 1.5994e-07 | 0.029076 | Simple method | 0.025416
2020-07-01 | USI_LV | Simple method region | 355195.9521 | 0.5722 | 203243.1238 | ALPE | 6.9181e-07 | 0.14061 | Simple method | 0.1229
2020-07-01 | USI_LV | Simple method region | 355195.9521 | 0.5722 | 203243.1238 | BUEL | 0.000228 | 46.3388 | Simple method | 40.5052
2020-07-01 | USI_LV | Simple method region | 355195.9521 | 0.5722 | 203243.1238 | CHBP | 3.3813e-24 | 6.8723e-19 | Simple method | 6.0072e-19
2020-07-01 | USI_LV | Simple method region | 355195.9521 | 0.5722 | 203243.1238 | COUP | 9.6397e-24 | 1.9592e-18 | Simple method | 1.7126e-18
2020-07-01 | USI_LV | Simple method region | 355195.9521 | 0.5722 | 203243.1238 | CTCT | 0.032565 | 6618.6536 | Simple method | 5785.433
2020-07-01 | USI_LV | Simple method region | 355195.9521 | 0.5722 | 203243.1238 | DUNE | 0.0005431 | 110.3822 | Simple method | 96.4862
2020-07-01 | USI_LV | Simple method region | 355195.9521 | 0.5722 | 203243.1238 | EASH | 5.2145e-05 | 10.5981 | Simple method | 9.2639
2020-07-01 | USI_LV | Simple method region | 355195.9521 | 0.5722 | 203243.1238 | EAST | 4.6466e-24 | 9.4439e-19 | Simple method | 8.255e-19
2020-07-01 | USI_LV | Simple method region | 355195.9521 | 0.5722 | 203243.1238 | GENE | 0.040741 | 8280.409 | Simple method | 7237.9905
2020-07-01 | USI_LV | Simple method region | 355195.9521 | 0.5722 | 203243.1238 | HORO | 8.318e-07 | 0.16906 | Simple method | 0.14777
2020-07-01 | USI_LV | Simple method region | 355195.9521 | 0.5722 | 203243.1238 | HRZE | 3.806e-06 | 0.77353 | Simple method | 0.67615
2020-07-01 | USI_LV | Simple method region | 355195.9521 | 0.5722 | 203243.1238 | KIWI | 4.2233e-06 | 0.85836 | Simple method | 0.7503
2020-07-01 | USI_LV | Simple method region | 355195.9521 | 0.5722 | 203243.1238 | KUPE | 1.755e-24 | 3.567e-19 | Simple method | 3.118e-19
2020-07-01 | USI_LV | Simple method region | 355195.9521 | 0.5722 | 203243.1238 | MARL | 0.002197 | 446.5162 | Simple method | 390.3043
2020-07-01 | USI_LV | Simple method region | 355195.9521 | 0.5722 | 203243.1238 | MELT | 7.0991e-06 | 1.4428 | Simple method | 1.2612
2020-07-01 | USI_LV | Simple method region | 355195.9521 | 0.5722 | 203243.1238 | MELW | 2.1726e-07 | 0.044156 | Simple method | 0.038597
2020-07-01 | USI_LV | Simple method region | 355195.9521 | 0.5722 | 203243.1238 | MERI | 0.36663 | 74515.0991 | Simple method | 65134.4126
2020-07-01 | USI_LV | Simple method region | 355195.9521 | 0.5722 | 203243.1238 | METH | 1.4201e-24 | 2.8862e-19 | Simple method | 2.5229e-19
2020-07-01 | USI_LV | Simple method region | 355195.9521 | 0.5722 | 203243.1238 | MPOW | 0.089379 | 18165.7619 | Simple method | 15878.8789
2020-07-01 | USI_LV | Simple method region | 355195.9521 | 0.5722 | 203243.1238 | MRPL | 0.0024188 | 491.602 | Simple method | 429.7143
2020-07-01 | USI_LV | Simple method region | 355195.9521 | 0.5722 | 203243.1238 | MSVP | 0.00065385 | 132.8899 | Simple method | 116.1604
2020-07-01 | USI_LV | Simple method region | 355195.9521 | 0.5722 | 203243.1238 | NAPA | 0.00099707 | 202.6469 | Simple method | 177.1358
2020-07-01 | USI_LV | Simple method region | 355195.9521 | 0.5722 | 203243.1238 | NELS | 6.5761e-08 | 0.013365 | Simple method | 0.011683
2020-07-01 | USI_LV | Simple method region | 355195.9521 | 0.5722 | 203243.1238 | NPOW | 0 | 0 | Simple method | 0
2020-07-01 | USI_LV | Simple method region | 355195.9521 | 0.5722 | 203243.1238 | NTRG | 0.00060921 | 123.8177 | Simple method | 108.2303
2020-07-01 | USI_LV | Simple method region | 355195.9521 | 0.5722 | 203243.1238 | NZAS | 0 | 0 | Simple method | 0
2020-07-01 | USI_LV | Simple method region | 355195.9521 | 0.5722 | 203243.1238 | NZST | 2.7135e-15 | 5.5151e-10 | Simple method | 4.8208e-10
2020-07-01 | USI_LV | Simple method region | 355195.9521 | 0.5722 | 203243.1238 | OMVP | 2.2793e-24 | 4.6325e-19 | Simple method | 4.0493e-19
2020-07-01 | USI_LV | Simple method region | 355195.9521 | 0.5722 | 203243.1238 | ORON | 0.3869 | 78633.8412 | Simple method | 68734.6474
2020-07-01 | USI_LV | Simple method region | 355195.9521 | 0.5722 | 203243.1238 | PANP | 2.4414e-24 | 4.9619e-19 | Simple method | 4.3373e-19
2020-07-01 | USI_LV | Simple method region | 355195.9521 | 0.5722 | 203243.1238 | POCO | 5.8755e-06 | 1.1942 | Simple method | 1.0438
2020-07-01 | USI_LV | Simple method region | 355195.9521 | 0.5722 | 203243.1238 | POWN | 0.00049226 | 100.0475 | Simple method | 87.4526
2020-07-01 | USI_LV | Simple method region | 355195.9521 | 0.5722 | 203243.1238 | RAYN | 0 | 0 | Simple method | 0
2020-07-01 | USI_LV | Simple method region | 355195.9521 | 0.5722 | 203243.1238 | SCAN | 2.3688e-24 | 4.8144e-19 | Simple method | 4.2083e-19
2020-07-01 | USI_LV | Simple method region | 355195.9521 | 0.5722 | 203243.1238 | SCGL | 2.0343e-14 | 4.1346e-09 | Simple method | 3.6141e-09
2020-07-01 | USI_LV | Simple method region | 355195.9521 | 0.5722 | 203243.1238 | SHPK | 0 | 0 | Simple method | 0
2020-07-01 | USI_LV | Simple method region | 355195.9521 | 0.5722 | 203243.1238 | SKOG | 0.00012032 | 24.4535 | Simple method | 21.375
2020-07-01 | USI_LV | Simple method region | 355195.9521 | 0.5722 | 203243.1238 | SOLE | 0 | 0 | Simple method | 0
2020-07-01 | USI_LV | Simple method region | 355195.9521 | 0.5722 | 203243.1238 | SOU2 | 1.2901e-05 | 2.622 | Simple method | 2.292
2020-07-01 | USI_LV | Simple method region | 355195.9521 | 0.5722 | 203243.1238 | TARW | 0.00037243 | 75.6934 | Simple method | 66.1644
2020-07-01 | USI_LV | Simple method region | 355195.9521 | 0.5722 | 203243.1238 | TASM | 0.00057698 | 117.2664 | Simple method | 102.5038
2020-07-01 | USI_LV | Simple method region | 355195.9521 | 0.5722 | 203243.1238 | TBOP | 3.7394e-06 | 0.76 | Simple method | 0.66432
2020-07-01 | USI_LV | Simple method region | 355195.9521 | 0.5722 | 203243.1238 | TOD3 | 1.9637e-05 | 3.9911 | Simple method | 3.4887
2020-07-01 | USI_LV | Simple method region | 355195.9521 | 0.5722 | 203243.1238 | TOPE | 0 | 0 | Simple method | 0
2020-07-01 | USI_LV | Simple method region | 355195.9521 | 0.5722 | 203243.1238 | TRNZ | 2.6589e-07 | 0.05404 | Simple method | 0.047237
2020-07-01 | USI_LV | Simple method region | 355195.9521 | 0.5722 | 203243.1238 | TRUG | 0.048707 | 9899.2907 | Simple method | 8653.0716
2020-07-01 | USI_LV | Simple method region | 355195.9521 | 0.5722 | 203243.1238 | UNET | 8.4833e-05 | 17.2417 | Simple method | 15.0711
2020-07-01 | USI_LV | Simple method region | 355195.9521 | 0.5722 | 203243.1238 | UNIS | 0.00019357 | 39.3416 | Simple method | 34.3889
2020-07-01 | USI_LV | Simple method region | 355195.9521 | 0.5722 | 203243.1238 | VECT | 0 | 0 | Simple method | 0
2020-07-01 | USI_LV | Simple method region | 355195.9521 | 0.5722 | 203243.1238 | WAIP | 9.6148e-24 | 1.9542e-18 | Simple method | 1.7081e-18
2020-07-01 | USI_LV | Simple method region | 355195.9521 | 0.5722 | 203243.1238 | WATA | 4.5568e-12 | 9.2613e-07 | Simple method | 8.0954e-07
2020-07-01 | USI_LV | Simple method region | 355195.9521 | 0.5722 | 203243.1238 | WAV1 | 0.00038288 | 77.8184 | Simple method | 68.0219
2020-07-01 | USI_LV | Simple method region | 355195.9521 | 0.5722 | 203243.1238 | WELE | 7.5278e-05 | 15.2997 | Simple method | 13.3737
2020-07-01 | USI_LV | Simple method region | 355195.9521 | 0.5722 | 203243.1238 | WNST | 8.945e-24 | 1.818e-18 | Simple method | 1.5891e-18
2020-07-01 | USI_LV | Simple method region | 355195.9521 | 0.5722 | 203243.1238 | WPOW | 0.025024 | 5086.0187 | Simple method | 4445.7411
2020-07-01 | USI_LV | Simple method region | 355195.9521 | 0.5722 | 203243.1238 | WTOM | 1.5994e-07 | 0.032506 | Simple method | 0.028414
2020-08-01 | USI_LV | Simple method region | 206896.5833 | 0.9035 | 186931.063 | ALPE | 6.9181e-07 | 0.12932 | Simple method | 0.11304
2020-08-01 | USI_LV | Simple method region | 206896.5833 | 0.9035 | 186931.063 | BUEL | 0.000228 | 42.6197 | Simple method | 37.2543
2020-08-01 | USI_LV | Simple method region | 206896.5833 | 0.9035 | 186931.063 | CHBP | 3.3813e-24 | 6.3207e-19 | Simple method | 5.525e-19
2020-08-01 | USI_LV | Simple method region | 206896.5833 | 0.9035 | 186931.063 | COUP | 9.6397e-24 | 1.802e-18 | Simple method | 1.5751e-18
2020-08-01 | USI_LV | Simple method region | 206896.5833 | 0.9035 | 186931.063 | CTCT | 0.032565 | 6087.448 | Simple method | 5321.1008
2020-08-01 | USI_LV | Simple method region | 206896.5833 | 0.9035 | 186931.063 | DUNE | 0.0005431 | 101.523 | Simple method | 88.7423
2020-08-01 | USI_LV | Simple method region | 206896.5833 | 0.9035 | 186931.063 | EASH | 5.2145e-05 | 9.7475 | Simple method | 8.5204
2020-08-01 | USI_LV | Simple method region | 206896.5833 | 0.9035 | 186931.063 | EAST | 4.6466e-24 | 8.6859e-19 | Simple method | 7.5925e-19
2020-08-01 | USI_LV | Simple method region | 206896.5833 | 0.9035 | 186931.063 | GENE | 0.040741 | 7615.8328 | Simple method | 6657.0776
2020-08-01 | USI_LV | Simple method region | 206896.5833 | 0.9035 | 186931.063 | HORO | 8.318e-07 | 0.15549 | Simple method | 0.13591
2020-08-01 | USI_LV | Simple method region | 206896.5833 | 0.9035 | 186931.063 | HRZE | 3.806e-06 | 0.71145 | Simple method | 0.62189
2020-08-01 | USI_LV | Simple method region | 206896.5833 | 0.9035 | 186931.063 | KIWI | 4.2233e-06 | 0.78947 | Simple method | 0.69008
2020-08-01 | USI_LV | Simple method region | 206896.5833 | 0.9035 | 186931.063 | KUPE | 1.755e-24 | 3.2807e-19 | Simple method | 2.8677e-19
2020-08-01 | USI_LV | Simple method region | 206896.5833 | 0.9035 | 186931.063 | MARL | 0.002197 | 410.6793 | Simple method | 358.979
2020-08-01 | USI_LV | Simple method region | 206896.5833 | 0.9035 | 186931.063 | MELT | 7.0991e-06 | 1.327 | Simple method | 1.16
2020-08-01 | USI_LV | Simple method region | 206896.5833 | 0.9035 | 186931.063 | MELW | 2.1726e-07 | 0.040612 | Simple method | 0.035499
2020-08-01 | USI_LV | Simple method region | 206896.5833 | 0.9035 | 186931.063 | MERI | 0.36663 | 68534.6024 | Simple method | 59906.7991
2020-08-01 | USI_LV | Simple method region | 206896.5833 | 0.9035 | 186931.063 | METH | 1.4201e-24 | 2.6546e-19 | Simple method | 2.3204e-19
2020-08-01 | USI_LV | Simple method region | 206896.5833 | 0.9035 | 186931.063 | MPOW | 0.089379 | 16707.7986 | Simple method | 14604.4582
2020-08-01 | USI_LV | Simple method region | 206896.5833 | 0.9035 | 186931.063 | MRPL | 0.0024188 | 452.1465 | Simple method | 395.2259
2020-08-01 | USI_LV | Simple method region | 206896.5833 | 0.9035 | 186931.063 | MSVP | 0.00065385 | 122.2243 | Simple method | 106.8375
2020-08-01 | USI_LV | Simple method region | 206896.5833 | 0.9035 | 186931.063 | NAPA | 0.00099707 | 186.3827 | Simple method | 162.919
2020-08-01 | USI_LV | Simple method region | 206896.5833 | 0.9035 | 186931.063 | NELS | 6.5761e-08 | 0.012293 | Simple method | 0.010745
2020-08-01 | USI_LV | Simple method region | 206896.5833 | 0.9035 | 186931.063 | NPOW | 0 | 0 | Simple method | 0
2020-08-01 | USI_LV | Simple method region | 206896.5833 | 0.9035 | 186931.063 | NTRG | 0.00060921 | 113.8802 | Simple method | 99.5439
2020-08-01 | USI_LV | Simple method region | 206896.5833 | 0.9035 | 186931.063 | NZAS | 0 | 0 | Simple method | 0
2020-08-01 | USI_LV | Simple method region | 206896.5833 | 0.9035 | 186931.063 | NZST | 2.7135e-15 | 5.0724e-10 | Simple method | 4.4339e-10
2020-08-01 | USI_LV | Simple method region | 206896.5833 | 0.9035 | 186931.063 | OMVP | 2.2793e-24 | 4.2607e-19 | Simple method | 3.7243e-19
2020-08-01 | USI_LV | Simple method region | 206896.5833 | 0.9035 | 186931.063 | ORON | 0.3869 | 72322.779 | Simple method | 63218.0832
2020-08-01 | USI_LV | Simple method region | 206896.5833 | 0.9035 | 186931.063 | PANP | 2.4414e-24 | 4.5637e-19 | Simple method | 3.9892e-19
2020-08-01 | USI_LV | Simple method region | 206896.5833 | 0.9035 | 186931.063 | POCO | 5.8755e-06 | 1.0983 | Simple method | 0.96005
2020-08-01 | USI_LV | Simple method region | 206896.5833 | 0.9035 | 186931.063 | POWN | 0.00049226 | 92.0178 | Simple method | 80.4337
2020-08-01 | USI_LV | Simple method region | 206896.5833 | 0.9035 | 186931.063 | RAYN | 0 | 0 | Simple method | 0
2020-08-01 | USI_LV | Simple method region | 206896.5833 | 0.9035 | 186931.063 | SCAN | 2.3688e-24 | 4.428e-19 | Simple method | 3.8705e-19
2020-08-01 | USI_LV | Simple method region | 206896.5833 | 0.9035 | 186931.063 | SCGL | 2.0343e-14 | 3.8028e-09 | Simple method | 3.3241e-09
2020-08-01 | USI_LV | Simple method region | 206896.5833 | 0.9035 | 186931.063 | SHPK | 0 | 0 | Simple method | 0
2020-08-01 | USI_LV | Simple method region | 206896.5833 | 0.9035 | 186931.063 | SKOG | 0.00012032 | 22.4909 | Simple method | 19.6595
2020-08-01 | USI_LV | Simple method region | 206896.5833 | 0.9035 | 186931.063 | SOLE | 0 | 0 | Simple method | 0
2020-08-01 | USI_LV | Simple method region | 206896.5833 | 0.9035 | 186931.063 | SOU2 | 1.2901e-05 | 2.4116 | Simple method | 2.108
2020-08-01 | USI_LV | Simple method region | 206896.5833 | 0.9035 | 186931.063 | TARW | 0.00037243 | 69.6183 | Simple method | 60.8541
2020-08-01 | USI_LV | Simple method region | 206896.5833 | 0.9035 | 186931.063 | TASM | 0.00057698 | 107.8547 | Simple method | 94.2769
2020-08-01 | USI_LV | Simple method region | 206896.5833 | 0.9035 | 186931.063 | TBOP | 3.7394e-06 | 0.699 | Simple method | 0.61101
2020-08-01 | USI_LV | Simple method region | 206896.5833 | 0.9035 | 186931.063 | TOD3 | 1.9637e-05 | 3.6708 | Simple method | 3.2087
2020-08-01 | USI_LV | Simple method region | 206896.5833 | 0.9035 | 186931.063 | TOPE | 0 | 0 | Simple method | 0
2020-08-01 | USI_LV | Simple method region | 206896.5833 | 0.9035 | 186931.063 | TRNZ | 2.6589e-07 | 0.049703 | Simple method | 0.043446
2020-08-01 | USI_LV | Simple method region | 206896.5833 | 0.9035 | 186931.063 | TRUG | 0.048707 | 9104.7849 | Simple method | 7958.5859
2020-08-01 | USI_LV | Simple method region | 206896.5833 | 0.9035 | 186931.063 | UNET | 8.4833e-05 | 15.8579 | Simple method | 13.8615
2020-08-01 | USI_LV | Simple method region | 206896.5833 | 0.9035 | 186931.063 | UNIS | 0.00019357 | 36.184 | Simple method | 31.6288
2020-08-01 | USI_LV | Simple method region | 206896.5833 | 0.9035 | 186931.063 | VECT | 0 | 0 | Simple method | 0
2020-08-01 | USI_LV | Simple method region | 206896.5833 | 0.9035 | 186931.063 | WAIP | 9.6148e-24 | 1.7973e-18 | Simple method | 1.5711e-18
2020-08-01 | USI_LV | Simple method region | 206896.5833 | 0.9035 | 186931.063 | WATA | 4.5568e-12 | 8.518e-07 | Simple method | 7.4457e-07
2020-08-01 | USI_LV | Simple method region | 206896.5833 | 0.9035 | 186931.063 | WAV1 | 0.00038288 | 71.5728 | Simple method | 62.5625
2020-08-01 | USI_LV | Simple method region | 206896.5833 | 0.9035 | 186931.063 | WELE | 7.5278e-05 | 14.0718 | Simple method | 12.3003
2020-08-01 | USI_LV | Simple method region | 206896.5833 | 0.9035 | 186931.063 | WNST | 8.945e-24 | 1.6721e-18 | Simple method | 1.4616e-18
2020-08-01 | USI_LV | Simple method region | 206896.5833 | 0.9035 | 186931.063 | WPOW | 0.025024 | 4677.8206 | Simple method | 4088.931
2020-08-01 | USI_LV | Simple method region | 206896.5833 | 0.9035 | 186931.063 | WTOM | 1.5994e-07 | 0.029897 | Simple method | 0.026134
2020-09-01 | USI_LV | Simple method region | 203270.8984 | 0.5459 | 110965.5834 | ALPE | 6.9181e-07 | 0.076767 | Simple method | 0.067103
2020-09-01 | USI_LV | Simple method region | 203270.8984 | 0.5459 | 110965.5834 | BUEL | 0.000228 | 25.2998 | Simple method | 22.1148
2020-09-01 | USI_LV | Simple method region | 203270.8984 | 0.5459 | 110965.5834 | CHBP | 3.3813e-24 | 3.7521e-19 | Simple method | 3.2798e-19
2020-09-01 | USI_LV | Simple method region | 203270.8984 | 0.5459 | 110965.5834 | COUP | 9.6397e-24 | 1.0697e-18 | Simple method | 9.3501e-19
2020-09-01 | USI_LV | Simple method region | 203270.8984 | 0.5459 | 110965.5834 | CTCT | 0.032565 | 3613.6168 | Simple method | 3158.6995
2020-09-01 | USI_LV | Simple method region | 203270.8984 | 0.5459 | 110965.5834 | DUNE | 0.0005431 | 60.2659 | Simple method | 52.679
2020-09-01 | USI_LV | Simple method region | 203270.8984 | 0.5459 | 110965.5834 | EASH | 5.2145e-05 | 5.7863 | Simple method | 5.0578
2020-09-01 | USI_LV | Simple method region | 203270.8984 | 0.5459 | 110965.5834 | EAST | 4.6466e-24 | 5.1561e-19 | Simple method | 4.507e-19
2020-09-01 | USI_LV | Simple method region | 203270.8984 | 0.5459 | 110965.5834 | GENE | 0.040741 | 4520.893 | Simple method | 3951.759
2020-09-01 | USI_LV | Simple method region | 203270.8984 | 0.5459 | 110965.5834 | HORO | 8.318e-07 | 0.092301 | Simple method | 0.080681
2020-09-01 | USI_LV | Simple method region | 203270.8984 | 0.5459 | 110965.5834 | HRZE | 3.806e-06 | 0.42233 | Simple method | 0.36916
2020-09-01 | USI_LV | Simple method region | 203270.8984 | 0.5459 | 110965.5834 | KIWI | 4.2233e-06 | 0.46864 | Simple method | 0.40965
2020-09-01 | USI_LV | Simple method region | 203270.8984 | 0.5459 | 110965.5834 | KUPE | 1.755e-24 | 1.9475e-19 | Simple method | 1.7023e-19
2020-09-01 | USI_LV | Simple method region | 203270.8984 | 0.5459 | 110965.5834 | MARL | 0.002197 | 243.7865 | Simple method | 213.0963
2020-09-01 | USI_LV | Simple method region | 203270.8984 | 0.5459 | 110965.5834 | MELT | 7.0991e-06 | 0.78776 | Simple method | 0.68859
2020-09-01 | USI_LV | Simple method region | 203270.8984 | 0.5459 | 110965.5834 | MELW | 2.1726e-07 | 0.024108 | Simple method | 0.021073
2020-09-01 | USI_LV | Simple method region | 203270.8984 | 0.5459 | 110965.5834 | MERI | 0.36663 | 40683.3515 | Simple method | 35561.735
2020-09-01 | USI_LV | Simple method region | 203270.8984 | 0.5459 | 110965.5834 | METH | 1.4201e-24 | 1.5758e-19 | Simple method | 1.3774e-19
2020-09-01 | USI_LV | Simple method region | 203270.8984 | 0.5459 | 110965.5834 | MPOW | 0.089379 | 9918.0446 | Simple method | 8669.4646
2020-09-01 | USI_LV | Simple method region | 203270.8984 | 0.5459 | 110965.5834 | MRPL | 0.0024188 | 268.4022 | Simple method | 234.6131
2020-09-01 | USI_LV | Simple method region | 203270.8984 | 0.5459 | 110965.5834 | MSVP | 0.00065385 | 72.5545 | Simple method | 63.4207
2020-09-01 | USI_LV | Simple method region | 203270.8984 | 0.5459 | 110965.5834 | NAPA | 0.00099707 | 110.6401 | Simple method | 96.7116
2020-09-01 | USI_LV | Simple method region | 203270.8984 | 0.5459 | 110965.5834 | NELS | 6.5761e-08 | 0.0072972 | Simple method | 0.0063785
2020-09-01 | USI_LV | Simple method region | 203270.8984 | 0.5459 | 110965.5834 | NPOW | 0 | 0 | Simple method | 0
2020-09-01 | USI_LV | Simple method region | 203270.8984 | 0.5459 | 110965.5834 | NTRG | 0.00060921 | 67.6013 | Simple method | 59.091
2020-09-01 | USI_LV | Simple method region | 203270.8984 | 0.5459 | 110965.5834 | NZAS | 0 | 0 | Simple method | 0
2020-09-01 | USI_LV | Simple method region | 203270.8984 | 0.5459 | 110965.5834 | NZST | 2.7135e-15 | 3.0111e-10 | Simple method | 2.632e-10
2020-09-01 | USI_LV | Simple method region | 203270.8984 | 0.5459 | 110965.5834 | OMVP | 2.2793e-24 | 2.5292e-19 | Simple method | 2.2108e-19
2020-09-01 | USI_LV | Simple method region | 203270.8984 | 0.5459 | 110965.5834 | ORON | 0.3869 | 42932.0801 | Simple method | 37527.3717
2020-09-01 | USI_LV | Simple method region | 203270.8984 | 0.5459 | 110965.5834 | PANP | 2.4414e-24 | 2.7091e-19 | Simple method | 2.368e-19
2020-09-01 | USI_LV | Simple method region | 203270.8984 | 0.5459 | 110965.5834 | POCO | 5.8755e-06 | 0.65198 | Simple method | 0.5699
2020-09-01 | USI_LV | Simple method region | 203270.8984 | 0.5459 | 110965.5834 | POWN | 0.00049226 | 54.6234 | Simple method | 47.7469
2020-09-01 | USI_LV | Simple method region | 203270.8984 | 0.5459 | 110965.5834 | RAYN | 0 | 0 | Simple method | 0
2020-09-01 | USI_LV | Simple method region | 203270.8984 | 0.5459 | 110965.5834 | SCAN | 2.3688e-24 | 2.6285e-19 | Simple method | 2.2976e-19
2020-09-01 | USI_LV | Simple method region | 203270.8984 | 0.5459 | 110965.5834 | SCGL | 2.0343e-14 | 2.2574e-09 | Simple method | 1.9732e-09
2020-09-01 | USI_LV | Simple method region | 203270.8984 | 0.5459 | 110965.5834 | SHPK | 0 | 0 | Simple method | 0
2020-09-01 | USI_LV | Simple method region | 203270.8984 | 0.5459 | 110965.5834 | SKOG | 0.00012032 | 13.351 | Simple method | 11.6702
2020-09-01 | USI_LV | Simple method region | 203270.8984 | 0.5459 | 110965.5834 | SOLE | 0 | 0 | Simple method | 0
2020-09-01 | USI_LV | Simple method region | 203270.8984 | 0.5459 | 110965.5834 | SOU2 | 1.2901e-05 | 1.4316 | Simple method | 1.2513
2020-09-01 | USI_LV | Simple method region | 203270.8984 | 0.5459 | 110965.5834 | TARW | 0.00037243 | 41.3267 | Simple method | 36.1241
2020-09-01 | USI_LV | Simple method region | 203270.8984 | 0.5459 | 110965.5834 | TASM | 0.00057698 | 64.0245 | Simple method | 55.9645
2020-09-01 | USI_LV | Simple method region | 203270.8984 | 0.5459 | 110965.5834 | TBOP | 3.7394e-06 | 0.41494 | Simple method | 0.3627
2020-09-01 | USI_LV | Simple method region | 203270.8984 | 0.5459 | 110965.5834 | TOD3 | 1.9637e-05 | 2.1791 | Simple method | 1.9047
2020-09-01 | USI_LV | Simple method region | 203270.8984 | 0.5459 | 110965.5834 | TOPE | 0 | 0 | Simple method | 0
2020-09-01 | USI_LV | Simple method region | 203270.8984 | 0.5459 | 110965.5834 | TRNZ | 2.6589e-07 | 0.029504 | Simple method | 0.02579
2020-09-01 | USI_LV | Simple method region | 203270.8984 | 0.5459 | 110965.5834 | TRUG | 0.048707 | 5404.7613 | Simple method | 4724.3573
2020-09-01 | USI_LV | Simple method region | 203270.8984 | 0.5459 | 110965.5834 | UNET | 8.4833e-05 | 9.4135 | Simple method | 8.2285
2020-09-01 | USI_LV | Simple method region | 203270.8984 | 0.5459 | 110965.5834 | UNIS | 0.00019357 | 21.4795 | Simple method | 18.7754
2020-09-01 | USI_LV | Simple method region | 203270.8984 | 0.5459 | 110965.5834 | VECT | 0 | 0 | Simple method | 0
2020-09-01 | USI_LV | Simple method region | 203270.8984 | 0.5459 | 110965.5834 | WAIP | 9.6148e-24 | 1.0669e-18 | Simple method | 9.326e-19
2020-09-01 | USI_LV | Simple method region | 203270.8984 | 0.5459 | 110965.5834 | WATA | 4.5568e-12 | 5.0564e-07 | Simple method | 4.4199e-07
2020-09-01 | USI_LV | Simple method region | 203270.8984 | 0.5459 | 110965.5834 | WAV1 | 0.00038288 | 42.4869 | Simple method | 37.1382
2020-09-01 | USI_LV | Simple method region | 203270.8984 | 0.5459 | 110965.5834 | WELE | 7.5278e-05 | 8.3533 | Simple method | 7.3017
2020-09-01 | USI_LV | Simple method region | 203270.8984 | 0.5459 | 110965.5834 | WNST | 8.945e-24 | 9.9259e-19 | Simple method | 8.6763e-19
2020-09-01 | USI_LV | Simple method region | 203270.8984 | 0.5459 | 110965.5834 | WPOW | 0.025024 | 2776.837 | Simple method | 2427.2617
2020-09-01 | USI_LV | Simple method region | 203270.8984 | 0.5459 | 110965.5834 | WTOM | 1.5994e-07 | 0.017748 | Simple method | 0.015513
2020-10-01 | USI_LV | Simple method region | 262972.4988 | 0.4566 | 120073.2429 | ALPE | 6.9181e-07 | 0.083068 | Simple method | 0.07261
2020-10-01 | USI_LV | Simple method region | 262972.4988 | 0.4566 | 120073.2429 | BUEL | 0.000228 | 27.3763 | Simple method | 23.9299
2020-10-01 | USI_LV | Simple method region | 262972.4988 | 0.4566 | 120073.2429 | CHBP | 3.3813e-24 | 4.0601e-19 | Simple method | 3.5489e-19
2020-10-01 | USI_LV | Simple method region | 262972.4988 | 0.4566 | 120073.2429 | COUP | 9.6397e-24 | 1.1575e-18 | Simple method | 1.0118e-18
2020-10-01 | USI_LV | Simple method region | 262972.4988 | 0.4566 | 120073.2429 | CTCT | 0.032565 | 3910.2095 | Simple method | 3417.9543
2020-10-01 | USI_LV | Simple method region | 262972.4988 | 0.4566 | 120073.2429 | DUNE | 0.0005431 | 65.2123 | Simple method | 57.0027
2020-10-01 | USI_LV | Simple method region | 262972.4988 | 0.4566 | 120073.2429 | EASH | 5.2145e-05 | 6.2612 | Simple method | 5.473
2020-10-01 | USI_LV | Simple method region | 262972.4988 | 0.4566 | 120073.2429 | EAST | 4.6466e-24 | 5.5793e-19 | Simple method | 4.8769e-19
2020-10-01 | USI_LV | Simple method region | 262972.4988 | 0.4566 | 120073.2429 | GENE | 0.040741 | 4891.9518 | Simple method | 4276.1052
2020-10-01 | USI_LV | Simple method region | 262972.4988 | 0.4566 | 120073.2429 | HORO | 8.318e-07 | 0.099877 | Simple method | 0.087303
2020-10-01 | USI_LV | Simple method region | 262972.4988 | 0.4566 | 120073.2429 | HRZE | 3.806e-06 | 0.45699 | Simple method | 0.39946
2020-10-01 | USI_LV | Simple method region | 262972.4988 | 0.4566 | 120073.2429 | KIWI | 4.2233e-06 | 0.50711 | Simple method | 0.44327
2020-10-01 | USI_LV | Simple method region | 262972.4988 | 0.4566 | 120073.2429 | KUPE | 1.755e-24 | 2.1073e-19 | Simple method | 1.8421e-19
2020-10-01 | USI_LV | Simple method region | 262972.4988 | 0.4566 | 120073.2429 | MARL | 0.002197 | 263.7956 | Simple method | 230.5864
2020-10-01 | USI_LV | Simple method region | 262972.4988 | 0.4566 | 120073.2429 | MELT | 7.0991e-06 | 0.85241 | Simple method | 0.7451
2020-10-01 | USI_LV | Simple method region | 262972.4988 | 0.4566 | 120073.2429 | MELW | 2.1726e-07 | 0.026087 | Simple method | 0.022803
2020-10-01 | USI_LV | Simple method region | 262972.4988 | 0.4566 | 120073.2429 | MERI | 0.36663 | 44022.4959 | Simple method | 38480.5154
2020-10-01 | USI_LV | Simple method region | 262972.4988 | 0.4566 | 120073.2429 | METH | 1.4201e-24 | 1.7052e-19 | Simple method | 1.4905e-19
2020-10-01 | USI_LV | Simple method region | 262972.4988 | 0.4566 | 120073.2429 | MPOW | 0.089379 | 10732.0824 | Simple method | 9381.0233
2020-10-01 | USI_LV | Simple method region | 262972.4988 | 0.4566 | 120073.2429 | MRPL | 0.0024188 | 290.4317 | Simple method | 253.8693
2020-10-01 | USI_LV | Simple method region | 262972.4988 | 0.4566 | 120073.2429 | MSVP | 0.00065385 | 78.5095 | Simple method | 68.626
2020-10-01 | USI_LV | Simple method region | 262972.4988 | 0.4566 | 120073.2429 | NAPA | 0.00099707 | 119.721 | Simple method | 104.6494
2020-10-01 | USI_LV | Simple method region | 262972.4988 | 0.4566 | 120073.2429 | NELS | 6.5761e-08 | 0.0078961 | Simple method | 0.0069021
2020-10-01 | USI_LV | Simple method region | 262972.4988 | 0.4566 | 120073.2429 | NPOW | 0 | 0 | Simple method | 0
2020-10-01 | USI_LV | Simple method region | 262972.4988 | 0.4566 | 120073.2429 | NTRG | 0.00060921 | 73.1498 | Simple method | 63.941
2020-10-01 | USI_LV | Simple method region | 262972.4988 | 0.4566 | 120073.2429 | NZAS | 0 | 0 | Simple method | 0
2020-10-01 | USI_LV | Simple method region | 262972.4988 | 0.4566 | 120073.2429 | NZST | 2.7135e-15 | 3.2582e-10 | Simple method | 2.848e-10
2020-10-01 | USI_LV | Simple method region | 262972.4988 | 0.4566 | 120073.2429 | OMVP | 2.2793e-24 | 2.7368e-19 | Simple method | 2.3923e-19
2020-10-01 | USI_LV | Simple method region | 262972.4988 | 0.4566 | 120073.2429 | ORON | 0.3869 | 46455.7922 | Simple method | 40607.4846
2020-10-01 | USI_LV | Simple method region | 262972.4988 | 0.4566 | 120073.2429 | PANP | 2.4414e-24 | 2.9314e-19 | Simple method | 2.5624e-19
2020-10-01 | USI_LV | Simple method region | 262972.4988 | 0.4566 | 120073.2429 | POCO | 5.8755e-06 | 0.70549 | Simple method | 0.61668
2020-10-01 | USI_LV | Simple method region | 262972.4988 | 0.4566 | 120073.2429 | POWN | 0.00049226 | 59.1067 | Simple method | 51.6658
2020-10-01 | USI_LV | Simple method region | 262972.4988 | 0.4566 | 120073.2429 | RAYN | 0 | 0 | Simple method | 0
2020-10-01 | USI_LV | Simple method region | 262972.4988 | 0.4566 | 120073.2429 | SCAN | 2.3688e-24 | 2.8443e-19 | Simple method | 2.4862e-19
2020-10-01 | USI_LV | Simple method region | 262972.4988 | 0.4566 | 120073.2429 | SCGL | 2.0343e-14 | 2.4427e-09 | Simple method | 2.1352e-09
2020-10-01 | USI_LV | Simple method region | 262972.4988 | 0.4566 | 120073.2429 | SHPK | 0 | 0 | Simple method | 0
2020-10-01 | USI_LV | Simple method region | 262972.4988 | 0.4566 | 120073.2429 | SKOG | 0.00012032 | 14.4468 | Simple method | 12.6281
2020-10-01 | USI_LV | Simple method region | 262972.4988 | 0.4566 | 120073.2429 | SOLE | 0 | 0 | Simple method | 0
2020-10-01 | USI_LV | Simple method region | 262972.4988 | 0.4566 | 120073.2429 | SOU2 | 1.2901e-05 | 1.5491 | Simple method | 1.3541
2020-10-01 | USI_LV | Simple method region | 262972.4988 | 0.4566 | 120073.2429 | TARW | 0.00037243 | 44.7186 | Simple method | 39.089
2020-10-01 | USI_LV | Simple method region | 262972.4988 | 0.4566 | 120073.2429 | TASM | 0.00057698 | 69.2794 | Simple method | 60.5578
2020-10-01 | USI_LV | Simple method region | 262972.4988 | 0.4566 | 120073.2429 | TBOP | 3.7394e-06 | 0.449 | Simple method | 0.39247
2020-10-01 | USI_LV | Simple method region | 262972.4988 | 0.4566 | 120073.2429 | TOD3 | 1.9637e-05 | 2.3579 | Simple method | 2.0611
2020-10-01 | USI_LV | Simple method region | 262972.4988 | 0.4566 | 120073.2429 | TOPE | 0 | 0 | Simple method | 0
2020-10-01 | USI_LV | Simple method region | 262972.4988 | 0.4566 | 120073.2429 | TRNZ | 2.6589e-07 | 0.031926 | Simple method | 0.027907
2020-10-01 | USI_LV | Simple method region | 262972.4988 | 0.4566 | 120073.2429 | TRUG | 0.048707 | 5848.3648 | Simple method | 5112.1157
2020-10-01 | USI_LV | Simple method region | 262972.4988 | 0.4566 | 120073.2429 | UNET | 8.4833e-05 | 10.1862 | Simple method | 8.9038
2020-10-01 | USI_LV | Simple method region | 262972.4988 | 0.4566 | 120073.2429 | UNIS | 0.00019357 | 23.2424 | Simple method | 20.3165
2020-10-01 | USI_LV | Simple method region | 262972.4988 | 0.4566 | 120073.2429 | VECT | 0 | 0 | Simple method | 0
2020-10-01 | USI_LV | Simple method region | 262972.4988 | 0.4566 | 120073.2429 | WAIP | 9.6148e-24 | 1.1545e-18 | Simple method | 1.0091e-18
2020-10-01 | USI_LV | Simple method region | 262972.4988 | 0.4566 | 120073.2429 | WATA | 4.5568e-12 | 5.4714e-07 | Simple method | 4.7826e-07
2020-10-01 | USI_LV | Simple method region | 262972.4988 | 0.4566 | 120073.2429 | WAV1 | 0.00038288 | 45.9741 | Simple method | 40.1864
2020-10-01 | USI_LV | Simple method region | 262972.4988 | 0.4566 | 120073.2429 | WELE | 7.5278e-05 | 9.0389 | Simple method | 7.901
2020-10-01 | USI_LV | Simple method region | 262972.4988 | 0.4566 | 120073.2429 | WNST | 8.945e-24 | 1.0741e-18 | Simple method | 9.3884e-19
2020-10-01 | USI_LV | Simple method region | 262972.4988 | 0.4566 | 120073.2429 | WPOW | 0.025024 | 3004.7499 | Simple method | 2626.4827
2020-10-01 | USI_LV | Simple method region | 262972.4988 | 0.4566 | 120073.2429 | WTOM | 1.5994e-07 | 0.019204 | Simple method | 0.016787
2020-11-01 | USI_LV | Simple method region | 169294.1578 | 0.545 | 92265.316 | ALPE | 6.9181e-07 | 0.06383 | Simple method | 0.055794
2020-11-01 | USI_LV | Simple method region | 169294.1578 | 0.545 | 92265.316 | BUEL | 0.000228 | 21.0362 | Simple method | 18.3879
2020-11-01 | USI_LV | Simple method region | 169294.1578 | 0.545 | 92265.316 | CHBP | 3.3813e-24 | 3.1198e-19 | Simple method | 2.727e-19
2020-11-01 | USI_LV | Simple method region | 169294.1578 | 0.545 | 92265.316 | COUP | 9.6397e-24 | 8.8941e-19 | Simple method | 7.7744e-19
2020-11-01 | USI_LV | Simple method region | 169294.1578 | 0.545 | 92265.316 | CTCT | 0.032565 | 3004.6388 | Simple method | 2626.3856
2020-11-01 | USI_LV | Simple method region | 169294.1578 | 0.545 | 92265.316 | DUNE | 0.0005431 | 50.1097 | Simple method | 43.8014
2020-11-01 | USI_LV | Simple method region | 169294.1578 | 0.545 | 92265.316 | EASH | 5.2145e-05 | 4.8112 | Simple method | 4.2055
2020-11-01 | USI_LV | Simple method region | 169294.1578 | 0.545 | 92265.316 | EAST | 4.6466e-24 | 4.2872e-19 | Simple method | 3.7475e-19
2020-11-01 | USI_LV | Simple method region | 169294.1578 | 0.545 | 92265.316 | GENE | 0.040741 | 3759.018 | Simple method | 3285.7962
2020-11-01 | USI_LV | Simple method region | 169294.1578 | 0.545 | 92265.316 | HORO | 8.318e-07 | 0.076746 | Simple method | 0.067084
2020-11-01 | USI_LV | Simple method region | 169294.1578 | 0.545 | 92265.316 | HRZE | 3.806e-06 | 0.35116 | Simple method | 0.30695
2020-11-01 | USI_LV | Simple method region | 169294.1578 | 0.545 | 92265.316 | KIWI | 4.2233e-06 | 0.38967 | Simple method | 0.34061
2020-11-01 | USI_LV | Simple method region | 169294.1578 | 0.545 | 92265.316 | KUPE | 1.755e-24 | 1.6193e-19 | Simple method | 1.4154e-19
2020-11-01 | USI_LV | Simple method region | 169294.1578 | 0.545 | 92265.316 | MARL | 0.002197 | 202.7028 | Simple method | 177.1846
2020-11-01 | USI_LV | Simple method region | 169294.1578 | 0.545 | 92265.316 | MELT | 7.0991e-06 | 0.655 | Simple method | 0.57254
2020-11-01 | USI_LV | Simple method region | 169294.1578 | 0.545 | 92265.316 | MELW | 2.1726e-07 | 0.020045 | Simple method | 0.017522
2020-11-01 | USI_LV | Simple method region | 169294.1578 | 0.545 | 92265.316 | MERI | 0.36663 | 33827.2657 | Simple method | 29568.7601
2020-11-01 | USI_LV | Simple method region | 169294.1578 | 0.545 | 92265.316 | METH | 1.4201e-24 | 1.3103e-19 | Simple method | 1.1453e-19
2020-11-01 | USI_LV | Simple method region | 169294.1578 | 0.545 | 92265.316 | MPOW | 0.089379 | 8246.6247 | Simple method | 7208.4593
2020-11-01 | USI_LV | Simple method region | 169294.1578 | 0.545 | 92265.316 | MRPL | 0.0024188 | 223.1702 | Simple method | 195.0754
2020-11-01 | USI_LV | Simple method region | 169294.1578 | 0.545 | 92265.316 | MSVP | 0.00065385 | 60.3274 | Simple method | 52.7328
2020-11-01 | USI_LV | Simple method region | 169294.1578 | 0.545 | 92265.316 | NAPA | 0.00099707 | 91.9947 | Simple method | 80.4135
2020-11-01 | USI_LV | Simple method region | 169294.1578 | 0.545 | 92265.316 | NELS | 6.5761e-08 | 0.0060674 | Simple method | 0.0053036
2020-11-01 | USI_LV | Simple method region | 169294.1578 | 0.545 | 92265.316 | NPOW | 0 | 0 | Simple method | 0
2020-11-01 | USI_LV | Simple method region | 169294.1578 | 0.545 | 92265.316 | NTRG | 0.00060921 | 56.2089 | Simple method | 49.1328
2020-11-01 | USI_LV | Simple method region | 169294.1578 | 0.545 | 92265.316 | NZAS | 0 | 0 | Simple method | 0
2020-11-01 | USI_LV | Simple method region | 169294.1578 | 0.545 | 92265.316 | NZST | 2.7135e-15 | 2.5036e-10 | Simple method | 2.1885e-10
2020-11-01 | USI_LV | Simple method region | 169294.1578 | 0.545 | 92265.316 | OMVP | 2.2793e-24 | 2.103e-19 | Simple method | 1.8382e-19
2020-11-01 | USI_LV | Simple method region | 169294.1578 | 0.545 | 92265.316 | ORON | 0.3869 | 35697.0316 | Simple method | 31203.1416
2020-11-01 | USI_LV | Simple method region | 169294.1578 | 0.545 | 92265.316 | PANP | 2.4414e-24 | 2.2525e-19 | Simple method | 1.969e-19
2020-11-01 | USI_LV | Simple method region | 169294.1578 | 0.545 | 92265.316 | POCO | 5.8755e-06 | 0.54211 | Simple method | 0.47386
2020-11-01 | USI_LV | Simple method region | 169294.1578 | 0.545 | 92265.316 | POWN | 0.00049226 | 45.4181 | Simple method | 39.7004
2020-11-01 | USI_LV | Simple method region | 169294.1578 | 0.545 | 92265.316 | RAYN | 0 | 0 | Simple method | 0
2020-11-01 | USI_LV | Simple method region | 169294.1578 | 0.545 | 92265.316 | SCAN | 2.3688e-24 | 2.1856e-19 | Simple method | 1.9104e-19
2020-11-01 | USI_LV | Simple method region | 169294.1578 | 0.545 | 92265.316 | SCGL | 2.0343e-14 | 1.877e-09 | Simple method | 1.6407e-09
2020-11-01 | USI_LV | Simple method region | 169294.1578 | 0.545 | 92265.316 | SHPK | 0 | 0 | Simple method | 0
2020-11-01 | USI_LV | Simple method region | 169294.1578 | 0.545 | 92265.316 | SKOG | 0.00012032 | 11.101 | Simple method | 9.7035
2020-11-01 | USI_LV | Simple method region | 169294.1578 | 0.545 | 92265.316 | SOLE | 0 | 0 | Simple method | 0
2020-11-01 | USI_LV | Simple method region | 169294.1578 | 0.545 | 92265.316 | SOU2 | 1.2901e-05 | 1.1903 | Simple method | 1.0405
2020-11-01 | USI_LV | Simple method region | 169294.1578 | 0.545 | 92265.316 | TARW | 0.00037243 | 34.3622 | Simple method | 30.0363
2020-11-01 | USI_LV | Simple method region | 169294.1578 | 0.545 | 92265.316 | TASM | 0.00057698 | 53.2349 | Simple method | 46.5332
2020-11-01 | USI_LV | Simple method region | 169294.1578 | 0.545 | 92265.316 | TBOP | 3.7394e-06 | 0.34501 | Simple method | 0.30158
2020-11-01 | USI_LV | Simple method region | 169294.1578 | 0.545 | 92265.316 | TOD3 | 1.9637e-05 | 1.8118 | Simple method | 1.5837
2020-11-01 | USI_LV | Simple method region | 169294.1578 | 0.545 | 92265.316 | TOPE | 0 | 0 | Simple method | 0
2020-11-01 | USI_LV | Simple method region | 169294.1578 | 0.545 | 92265.316 | TRNZ | 2.6589e-07 | 0.024532 | Simple method | 0.021444
2020-11-01 | USI_LV | Simple method region | 169294.1578 | 0.545 | 92265.316 | TRUG | 0.048707 | 4493.934 | Simple method | 3928.1938
2020-11-01 | USI_LV | Simple method region | 169294.1578 | 0.545 | 92265.316 | UNET | 8.4833e-05 | 7.8271 | Simple method | 6.8418
2020-11-01 | USI_LV | Simple method region | 169294.1578 | 0.545 | 92265.316 | UNIS | 0.00019357 | 17.8597 | Simple method | 15.6113
2020-11-01 | USI_LV | Simple method region | 169294.1578 | 0.545 | 92265.316 | VECT | 0 | 0 | Simple method | 0
2020-11-01 | USI_LV | Simple method region | 169294.1578 | 0.545 | 92265.316 | WAIP | 9.6148e-24 | 8.8712e-19 | Simple method | 7.7544e-19
2020-11-01 | USI_LV | Simple method region | 169294.1578 | 0.545 | 92265.316 | WATA | 4.5568e-12 | 4.2043e-07 | Simple method | 3.675e-07
2020-11-01 | USI_LV | Simple method region | 169294.1578 | 0.545 | 92265.316 | WAV1 | 0.00038288 | 35.3269 | Simple method | 30.8796
2020-11-01 | USI_LV | Simple method region | 169294.1578 | 0.545 | 92265.316 | WELE | 7.5278e-05 | 6.9456 | Simple method | 6.0712
2020-11-01 | USI_LV | Simple method region | 169294.1578 | 0.545 | 92265.316 | WNST | 8.945e-24 | 8.2531e-19 | Simple method | 7.2141e-19
2020-11-01 | USI_LV | Simple method region | 169294.1578 | 0.545 | 92265.316 | WPOW | 0.025024 | 2308.8758 | Simple method | 2018.212
2020-11-01 | USI_LV | Simple method region | 169294.1578 | 0.545 | 92265.316 | WTOM | 1.5994e-07 | 0.014757 | Simple method | 0.012899
2020-12-01 | USI_LV | Simple method region | 204616.3742 | 0.5907 | 120866.8923 | ALPE | 6.9181e-07 | 0.083617 | Simple method | 0.07309
2020-12-01 | USI_LV | Simple method region | 204616.3742 | 0.5907 | 120866.8923 | BUEL | 0.000228 | 27.5572 | Simple method | 24.0881
2020-12-01 | USI_LV | Simple method region | 204616.3742 | 0.5907 | 120866.8923 | CHBP | 3.3813e-24 | 4.0869e-19 | Simple method | 3.5724e-19
2020-12-01 | USI_LV | Simple method region | 204616.3742 | 0.5907 | 120866.8923 | COUP | 9.6397e-24 | 1.1651e-18 | Simple method | 1.0184e-18
2020-12-01 | USI_LV | Simple method region | 204616.3742 | 0.5907 | 120866.8923 | CTCT | 0.032565 | 3936.0549 | Simple method | 3440.546
2020-12-01 | USI_LV | Simple method region | 204616.3742 | 0.5907 | 120866.8923 | DUNE | 0.0005431 | 65.6433 | Simple method | 57.3795
2020-12-01 | USI_LV | Simple method region | 204616.3742 | 0.5907 | 120866.8923 | EASH | 5.2145e-05 | 6.3026 | Simple method | 5.5092
2020-12-01 | USI_LV | Simple method region | 204616.3742 | 0.5907 | 120866.8923 | EAST | 4.6466e-24 | 5.6162e-19 | Simple method | 4.9092e-19
2020-12-01 | USI_LV | Simple method region | 204616.3742 | 0.5907 | 120866.8923 | GENE | 0.040741 | 4924.2862 | Simple method | 4304.3691
2020-12-01 | USI_LV | Simple method region | 204616.3742 | 0.5907 | 120866.8923 | HORO | 8.318e-07 | 0.10054 | Simple method | 0.08788
2020-12-01 | USI_LV | Simple method region | 204616.3742 | 0.5907 | 120866.8923 | HRZE | 3.806e-06 | 0.46001 | Simple method | 0.4021
2020-12-01 | USI_LV | Simple method region | 204616.3742 | 0.5907 | 120866.8923 | KIWI | 4.2233e-06 | 0.51046 | Simple method | 0.4462
2020-12-01 | USI_LV | Simple method region | 204616.3742 | 0.5907 | 120866.8923 | KUPE | 1.755e-24 | 2.1213e-19 | Simple method | 1.8542e-19
2020-12-01 | USI_LV | Simple method region | 204616.3742 | 0.5907 | 120866.8923 | MARL | 0.002197 | 265.5392 | Simple method | 232.1106
2020-12-01 | USI_LV | Simple method region | 204616.3742 | 0.5907 | 120866.8923 | MELT | 7.0991e-06 | 0.85805 | Simple method | 0.75003
2020-12-01 | USI_LV | Simple method region | 204616.3742 | 0.5907 | 120866.8923 | MELW | 2.1726e-07 | 0.026259 | Simple method | 0.022953
2020-12-01 | USI_LV | Simple method region | 204616.3742 | 0.5907 | 120866.8923 | MERI | 0.36663 | 44313.4719 | Simple method | 38734.8604
2020-12-01 | USI_LV | Simple method region | 204616.3742 | 0.5907 | 120866.8923 | METH | 1.4201e-24 | 1.7164e-19 | Simple method | 1.5003e-19
2020-12-01 | USI_LV | Simple method region | 204616.3742 | 0.5907 | 120866.8923 | MPOW | 0.089379 | 10803.0183 | Simple method | 9443.0292
2020-12-01 | USI_LV | Simple method region | 204616.3742 | 0.5907 | 120866.8923 | MRPL | 0.0024188 | 292.3513 | Simple method | 255.5473
2020-12-01 | USI_LV | Simple method region | 204616.3742 | 0.5907 | 120866.8923 | MSVP | 0.00065385 | 79.0285 | Simple method | 69.0796
2020-12-01 | USI_LV | Simple method region | 204616.3742 | 0.5907 | 120866.8923 | NAPA | 0.00099707 | 120.5123 | Simple method | 105.3411
2020-12-01 | USI_LV | Simple method region | 204616.3742 | 0.5907 | 120866.8923 | NELS | 6.5761e-08 | 0.0079483 | Simple method | 0.0069477
2020-12-01 | USI_LV | Simple method region | 204616.3742 | 0.5907 | 120866.8923 | NPOW | 0 | 0 | Simple method | 0
2020-12-01 | USI_LV | Simple method region | 204616.3742 | 0.5907 | 120866.8923 | NTRG | 0.00060921 | 73.6333 | Simple method | 64.3636
2020-12-01 | USI_LV | Simple method region | 204616.3742 | 0.5907 | 120866.8923 | NZAS | 0 | 0 | Simple method | 0
2020-12-01 | USI_LV | Simple method region | 204616.3742 | 0.5907 | 120866.8923 | NZST | 2.7135e-15 | 3.2798e-10 | Simple method | 2.8669e-10
2020-12-01 | USI_LV | Simple method region | 204616.3742 | 0.5907 | 120866.8923 | OMVP | 2.2793e-24 | 2.7549e-19 | Simple method | 2.4081e-19
2020-12-01 | USI_LV | Simple method region | 204616.3742 | 0.5907 | 120866.8923 | ORON | 0.3869 | 46762.8515 | Simple method | 40875.8883
2020-12-01 | USI_LV | Simple method region | 204616.3742 | 0.5907 | 120866.8923 | PANP | 2.4414e-24 | 2.9508e-19 | Simple method | 2.5793e-19
2020-12-01 | USI_LV | Simple method region | 204616.3742 | 0.5907 | 120866.8923 | POCO | 5.8755e-06 | 0.71016 | Simple method | 0.62075
2020-12-01 | USI_LV | Simple method region | 204616.3742 | 0.5907 | 120866.8923 | POWN | 0.00049226 | 59.4974 | Simple method | 52.0073
2020-12-01 | USI_LV | Simple method region | 204616.3742 | 0.5907 | 120866.8923 | RAYN | 0 | 0 | Simple method | 0
2020-12-01 | USI_LV | Simple method region | 204616.3742 | 0.5907 | 120866.8923 | SCAN | 2.3688e-24 | 2.8631e-19 | Simple method | 2.5026e-19
2020-12-01 | USI_LV | Simple method region | 204616.3742 | 0.5907 | 120866.8923 | SCGL | 2.0343e-14 | 2.4588e-09 | Simple method | 2.1493e-09
2020-12-01 | USI_LV | Simple method region | 204616.3742 | 0.5907 | 120866.8923 | SHPK | 0 | 0 | Simple method | 0
2020-12-01 | USI_LV | Simple method region | 204616.3742 | 0.5907 | 120866.8923 | SKOG | 0.00012032 | 14.5423 | Simple method | 12.7116
2020-12-01 | USI_LV | Simple method region | 204616.3742 | 0.5907 | 120866.8923 | SOLE | 0 | 0 | Simple method | 0
2020-12-01 | USI_LV | Simple method region | 204616.3742 | 0.5907 | 120866.8923 | SOU2 | 1.2901e-05 | 1.5593 | Simple method | 1.363
2020-12-01 | USI_LV | Simple method region | 204616.3742 | 0.5907 | 120866.8923 | TARW | 0.00037243 | 45.0142 | Simple method | 39.3474
2020-12-01 | USI_LV | Simple method region | 204616.3742 | 0.5907 | 120866.8923 | TASM | 0.00057698 | 69.7373 | Simple method | 60.9581
2020-12-01 | USI_LV | Simple method region | 204616.3742 | 0.5907 | 120866.8923 | TBOP | 3.7394e-06 | 0.45197 | Simple method | 0.39507
2020-12-01 | USI_LV | Simple method region | 204616.3742 | 0.5907 | 120866.8923 | TOD3 | 1.9637e-05 | 2.3735 | Simple method | 2.0747
2020-12-01 | USI_LV | Simple method region | 204616.3742 | 0.5907 | 120866.8923 | TOPE | 0 | 0 | Simple method | 0
2020-12-01 | USI_LV | Simple method region | 204616.3742 | 0.5907 | 120866.8923 | TRNZ | 2.6589e-07 | 0.032137 | Simple method | 0.028091
2020-12-01 | USI_LV | Simple method region | 204616.3742 | 0.5907 | 120866.8923 | TRUG | 0.048707 | 5887.0208 | Simple method | 5145.9053
2020-12-01 | USI_LV | Simple method region | 204616.3742 | 0.5907 | 120866.8923 | UNET | 8.4833e-05 | 10.2535 | Simple method | 8.9627
2020-12-01 | USI_LV | Simple method region | 204616.3742 | 0.5907 | 120866.8923 | UNIS | 0.00019357 | 23.3961 | Simple method | 20.4507
2020-12-01 | USI_LV | Simple method region | 204616.3742 | 0.5907 | 120866.8923 | VECT | 0 | 0 | Simple method | 0
2020-12-01 | USI_LV | Simple method region | 204616.3742 | 0.5907 | 120866.8923 | WAIP | 9.6148e-24 | 1.1621e-18 | Simple method | 1.0158e-18
2020-12-01 | USI_LV | Simple method region | 204616.3742 | 0.5907 | 120866.8923 | WATA | 4.5568e-12 | 5.5076e-07 | Simple method | 4.8143e-07
2020-12-01 | USI_LV | Simple method region | 204616.3742 | 0.5907 | 120866.8923 | WAV1 | 0.00038288 | 46.2779 | Simple method | 40.452
2020-12-01 | USI_LV | Simple method region | 204616.3742 | 0.5907 | 120866.8923 | WELE | 7.5278e-05 | 9.0986 | Simple method | 7.9532
2020-12-01 | USI_LV | Simple method region | 204616.3742 | 0.5907 | 120866.8923 | WNST | 8.945e-24 | 1.0812e-18 | Simple method | 9.4505e-19
2020-12-01 | USI_LV | Simple method region | 204616.3742 | 0.5907 | 120866.8923 | WPOW | 0.025024 | 3024.6104 | Simple method | 2643.843
2020-12-01 | USI_LV | Simple method region | 204616.3742 | 0.5907 | 120866.8923 | WTOM | 1.5994e-07 | 0.019331 | Simple method | 0.016898
2021-01-01 | USI_LV | Simple method region | 234555.9272 | 0.674 | 158090.6949 | ALPE | 6.9181e-07 | 0.10937 | Simple method | 0.0956
2021-01-01 | USI_LV | Simple method region | 234555.9272 | 0.674 | 158090.6949 | BUEL | 0.000228 | 36.0442 | Simple method | 31.5066
2021-01-01 | USI_LV | Simple method region | 234555.9272 | 0.674 | 158090.6949 | CHBP | 3.3813e-24 | 5.3456e-19 | Simple method | 4.6726e-19
2021-01-01 | USI_LV | Simple method region | 234555.9272 | 0.674 | 158090.6949 | COUP | 9.6397e-24 | 1.5239e-18 | Simple method | 1.3321e-18
2021-01-01 | USI_LV | Simple method region | 234555.9272 | 0.674 | 158090.6949 | CTCT | 0.032565 | 5148.2556 | Simple method | 4500.143
2021-01-01 | USI_LV | Simple method region | 234555.9272 | 0.674 | 158090.6949 | DUNE | 0.0005431 | 85.8597 | Simple method | 75.0508
2021-01-01 | USI_LV | Simple method region | 234555.9272 | 0.674 | 158090.6949 | EASH | 5.2145e-05 | 8.2436 | Simple method | 7.2058
2021-01-01 | USI_LV | Simple method region | 234555.9272 | 0.674 | 158090.6949 | EAST | 4.6466e-24 | 7.3458e-19 | Simple method | 6.4211e-19
2021-01-01 | USI_LV | Simple method region | 234555.9272 | 0.674 | 158090.6949 | GENE | 0.040741 | 6440.8359 | Simple method | 5630.0008
2021-01-01 | USI_LV | Simple method region | 234555.9272 | 0.674 | 158090.6949 | HORO | 8.318e-07 | 0.1315 | Simple method | 0.11494
2021-01-01 | USI_LV | Simple method region | 234555.9272 | 0.674 | 158090.6949 | HRZE | 3.806e-06 | 0.60169 | Simple method | 0.52594
2021-01-01 | USI_LV | Simple method region | 234555.9272 | 0.674 | 158090.6949 | KIWI | 4.2233e-06 | 0.66767 | Simple method | 0.58361
2021-01-01 | USI_LV | Simple method region | 234555.9272 | 0.674 | 158090.6949 | KUPE | 1.755e-24 | 2.7746e-19 | Simple method | 2.4253e-19
2021-01-01 | USI_LV | Simple method region | 234555.9272 | 0.674 | 158090.6949 | MARL | 0.002197 | 347.3183 | Simple method | 303.5945
2021-01-01 | USI_LV | Simple method region | 234555.9272 | 0.674 | 158090.6949 | MELT | 7.0991e-06 | 1.1223 | Simple method | 0.98102
2021-01-01 | USI_LV | Simple method region | 234555.9272 | 0.674 | 158090.6949 | MELW | 2.1726e-07 | 0.034346 | Simple method | 0.030022
2021-01-01 | USI_LV | Simple method region | 234555.9272 | 0.674 | 158090.6949 | MERI | 0.36663 | 57960.8479 | Simple method | 50664.1719
2021-01-01 | USI_LV | Simple method region | 234555.9272 | 0.674 | 158090.6949 | METH | 1.4201e-24 | 2.245e-19 | Simple method | 1.9624e-19
2021-01-01 | USI_LV | Simple method region | 234555.9272 | 0.674 | 158090.6949 | MPOW | 0.089379 | 14130.0619 | Simple method | 12351.2321
2021-01-01 | USI_LV | Simple method region | 234555.9272 | 0.674 | 158090.6949 | MRPL | 0.0024188 | 382.3878 | Simple method | 334.2491
2021-01-01 | USI_LV | Simple method region | 234555.9272 | 0.674 | 158090.6949 | MSVP | 0.00065385 | 103.3671 | Simple method | 90.3543
2021-01-01 | USI_LV | Simple method region | 234555.9272 | 0.674 | 158090.6949 | NAPA | 0.00099707 | 157.6269 | Simple method | 137.7833
2021-01-01 | USI_LV | Simple method region | 234555.9272 | 0.674 | 158090.6949 | NELS | 6.5761e-08 | 0.010396 | Simple method | 0.0090874
2021-01-01 | USI_LV | Simple method region | 234555.9272 | 0.674 | 158090.6949 | NPOW | 0 | 0 | Simple method | 0
2021-01-01 | USI_LV | Simple method region | 234555.9272 | 0.674 | 158090.6949 | NTRG | 0.00060921 | 96.3104 | Simple method | 84.1859
2021-01-01 | USI_LV | Simple method region | 234555.9272 | 0.674 | 158090.6949 | NZAS | 0 | 0 | Simple method | 0
2021-01-01 | USI_LV | Simple method region | 234555.9272 | 0.674 | 158090.6949 | NZST | 2.7135e-15 | 4.2898e-10 | Simple method | 3.7498e-10
2021-01-01 | USI_LV | Simple method region | 234555.9272 | 0.674 | 158090.6949 | OMVP | 2.2793e-24 | 3.6033e-19 | Simple method | 3.1497e-19
2021-01-01 | USI_LV | Simple method region | 234555.9272 | 0.674 | 158090.6949 | ORON | 0.3869 | 61164.5716 | Simple method | 53464.5796
2021-01-01 | USI_LV | Simple method region | 234555.9272 | 0.674 | 158090.6949 | PANP | 2.4414e-24 | 3.8596e-19 | Simple method | 3.3737e-19
2021-01-01 | USI_LV | Simple method region | 234555.9272 | 0.674 | 158090.6949 | POCO | 5.8755e-06 | 0.92887 | Simple method | 0.81193
2021-01-01 | USI_LV | Simple method region | 234555.9272 | 0.674 | 158090.6949 | POWN | 0.00049226 | 77.821 | Simple method | 68.0241
2021-01-01 | USI_LV | Simple method region | 234555.9272 | 0.674 | 158090.6949 | RAYN | 0 | 0 | Simple method | 0
2021-01-01 | USI_LV | Simple method region | 234555.9272 | 0.674 | 158090.6949 | SCAN | 2.3688e-24 | 3.7448e-19 | Simple method | 3.2734e-19
2021-01-01 | USI_LV | Simple method region | 234555.9272 | 0.674 | 158090.6949 | SCGL | 2.0343e-14 | 3.2161e-09 | Simple method | 2.8112e-09
2021-01-01 | USI_LV | Simple method region | 234555.9272 | 0.674 | 158090.6949 | SHPK | 0 | 0 | Simple method | 0
2021-01-01 | USI_LV | Simple method region | 234555.9272 | 0.674 | 158090.6949 | SKOG | 0.00012032 | 19.0209 | Simple method | 16.6264
2021-01-01 | USI_LV | Simple method region | 234555.9272 | 0.674 | 158090.6949 | SOLE | 0 | 0 | Simple method | 0
2021-01-01 | USI_LV | Simple method region | 234555.9272 | 0.674 | 158090.6949 | SOU2 | 1.2901e-05 | 2.0395 | Simple method | 1.7828
2021-01-01 | USI_LV | Simple method region | 234555.9272 | 0.674 | 158090.6949 | TARW | 0.00037243 | 58.8774 | Simple method | 51.4653
2021-01-01 | USI_LV | Simple method region | 234555.9272 | 0.674 | 158090.6949 | TASM | 0.00057698 | 91.2145 | Simple method | 79.7316
2021-01-01 | USI_LV | Simple method region | 234555.9272 | 0.674 | 158090.6949 | TBOP | 3.7394e-06 | 0.59116 | Simple method | 0.51674
2021-01-01 | USI_LV | Simple method region | 234555.9272 | 0.674 | 158090.6949 | TOD3 | 1.9637e-05 | 3.1045 | Simple method | 2.7136
2021-01-01 | USI_LV | Simple method region | 234555.9272 | 0.674 | 158090.6949 | TOPE | 0 | 0 | Simple method | 0
2021-01-01 | USI_LV | Simple method region | 234555.9272 | 0.674 | 158090.6949 | TRNZ | 2.6589e-07 | 0.042034 | Simple method | 0.036743
2021-01-01 | USI_LV | Simple method region | 234555.9272 | 0.674 | 158090.6949 | TRUG | 0.048707 | 7700.0674 | Simple method | 6730.7079
2021-01-01 | USI_LV | Simple method region | 234555.9272 | 0.674 | 158090.6949 | UNET | 8.4833e-05 | 13.4113 | Simple method | 11.7229
2021-01-01 | USI_LV | Simple method region | 234555.9272 | 0.674 | 158090.6949 | UNIS | 0.00019357 | 30.6014 | Simple method | 26.749
2021-01-01 | USI_LV | Simple method region | 234555.9272 | 0.674 | 158090.6949 | VECT | 0 | 0 | Simple method | 0
2021-01-01 | USI_LV | Simple method region | 234555.9272 | 0.674 | 158090.6949 | WAIP | 9.6148e-24 | 1.52e-18 | Simple method | 1.3287e-18
2021-01-01 | USI_LV | Simple method region | 234555.9272 | 0.674 | 158090.6949 | WATA | 4.5568e-12 | 7.2038e-07 | Simple method | 6.2969e-07
2021-01-01 | USI_LV | Simple method region | 234555.9272 | 0.674 | 158090.6949 | WAV1 | 0.00038288 | 60.5303 | Simple method | 52.9102
2021-01-01 | USI_LV | Simple method region | 234555.9272 | 0.674 | 158090.6949 | WELE | 7.5278e-05 | 11.9008 | Simple method | 10.4026
2021-01-01 | USI_LV | Simple method region | 234555.9272 | 0.674 | 158090.6949 | WNST | 8.945e-24 | 1.4141e-18 | Simple method | 1.2361e-18
2021-01-01 | USI_LV | Simple method region | 234555.9272 | 0.674 | 158090.6949 | WPOW | 0.025024 | 3956.1104 | Simple method | 3458.0767
2021-01-01 | USI_LV | Simple method region | 234555.9272 | 0.674 | 158090.6949 | WTOM | 1.5994e-07 | 0.025285 | Simple method | 0.022102
2021-02-01 | USI_LV | Simple method region | 429872.1831 | 0.1953 | 83954.0374 | ALPE | 6.9181e-07 | 0.05808 | Simple method | 0.050768
2021-02-01 | USI_LV | Simple method region | 429872.1831 | 0.1953 | 83954.0374 | BUEL | 0.000228 | 19.1412 | Simple method | 16.7316
2021-02-01 | USI_LV | Simple method region | 429872.1831 | 0.1953 | 83954.0374 | CHBP | 3.3813e-24 | 2.8388e-19 | Simple method | 2.4814e-19
2021-02-01 | USI_LV | Simple method region | 429872.1831 | 0.1953 | 83954.0374 | COUP | 9.6397e-24 | 8.0929e-19 | Simple method | 7.0741e-19
2021-02-01 | USI_LV | Simple method region | 429872.1831 | 0.1953 | 83954.0374 | CTCT | 0.032565 | 2733.9803 | Simple method | 2389.8002
2021-02-01 | USI_LV | Simple method region | 429872.1831 | 0.1953 | 83954.0374 | DUNE | 0.0005431 | 45.5958 | Simple method | 39.8557
2021-02-01 | USI_LV | Simple method region | 429872.1831 | 0.1953 | 83954.0374 | EASH | 5.2145e-05 | 4.3778 | Simple method | 3.8267
2021-02-01 | USI_LV | Simple method region | 429872.1831 | 0.1953 | 83954.0374 | EAST | 4.6466e-24 | 3.901e-19 | Simple method | 3.4099e-19
2021-02-01 | USI_LV | Simple method region | 429872.1831 | 0.1953 | 83954.0374 | GENE | 0.040741 | 3420.4049 | Simple method | 2989.811
2021-02-01 | USI_LV | Simple method region | 429872.1831 | 0.1953 | 83954.0374 | HORO | 8.318e-07 | 0.069833 | Simple method | 0.061041
2021-02-01 | USI_LV | Simple method region | 429872.1831 | 0.1953 | 83954.0374 | HRZE | 3.806e-06 | 0.31952 | Simple method | 0.2793
2021-02-01 | USI_LV | Simple method region | 429872.1831 | 0.1953 | 83954.0374 | KIWI | 4.2233e-06 | 0.35456 | Simple method | 0.30993
2021-02-01 | USI_LV | Simple method region | 429872.1831 | 0.1953 | 83954.0374 | KUPE | 1.755e-24 | 1.4734e-19 | Simple method | 1.2879e-19
2021-02-01 | USI_LV | Simple method region | 429872.1831 | 0.1953 | 83954.0374 | MARL | 0.002197 | 184.4433 | Simple method | 161.2238
2021-02-01 | USI_LV | Simple method region | 429872.1831 | 0.1953 | 83954.0374 | MELT | 7.0991e-06 | 0.596 | Simple method | 0.52097
2021-02-01 | USI_LV | Simple method region | 429872.1831 | 0.1953 | 83954.0374 | MELW | 2.1726e-07 | 0.01824 | Simple method | 0.015943
2021-02-01 | USI_LV | Simple method region | 429872.1831 | 0.1953 | 83954.0374 | MERI | 0.36663 | 30780.0987 | Simple method | 26905.2001
2021-02-01 | USI_LV | Simple method region | 429872.1831 | 0.1953 | 83954.0374 | METH | 1.4201e-24 | 1.1922e-19 | Simple method | 1.0421e-19
2021-02-01 | USI_LV | Simple method region | 429872.1831 | 0.1953 | 83954.0374 | MPOW | 0.089379 | 7503.767 | Simple method | 6559.1198
2021-02-01 | USI_LV | Simple method region | 429872.1831 | 0.1953 | 83954.0374 | MRPL | 0.0024188 | 203.067 | Simple method | 177.5029
2021-02-01 | USI_LV | Simple method region | 429872.1831 | 0.1953 | 83954.0374 | MSVP | 0.00065385 | 54.8931 | Simple method | 47.9826
2021-02-01 | USI_LV | Simple method region | 429872.1831 | 0.1953 | 83954.0374 | NAPA | 0.00099707 | 83.7078 | Simple method | 73.1698
2021-02-01 | USI_LV | Simple method region | 429872.1831 | 0.1953 | 83954.0374 | NELS | 6.5761e-08 | 0.0055209 | Simple method | 0.0048259
2021-02-01 | USI_LV | Simple method region | 429872.1831 | 0.1953 | 83954.0374 | NPOW | 0 | 0 | Simple method | 0
2021-02-01 | USI_LV | Simple method region | 429872.1831 | 0.1953 | 83954.0374 | NTRG | 0.00060921 | 51.1456 | Simple method | 44.7069
2021-02-01 | USI_LV | Simple method region | 429872.1831 | 0.1953 | 83954.0374 | NZAS | 0 | 0 | Simple method | 0
2021-02-01 | USI_LV | Simple method region | 429872.1831 | 0.1953 | 83954.0374 | NZST | 2.7135e-15 | 2.2781e-10 | Simple method | 1.9913e-10
2021-02-01 | USI_LV | Simple method region | 429872.1831 | 0.1953 | 83954.0374 | OMVP | 2.2793e-24 | 1.9136e-19 | Simple method | 1.6727e-19
2021-02-01 | USI_LV | Simple method region | 429872.1831 | 0.1953 | 83954.0374 | ORON | 0.3869 | 32481.4356 | Simple method | 28392.3562
2021-02-01 | USI_LV | Simple method region | 429872.1831 | 0.1953 | 83954.0374 | PANP | 2.4414e-24 | 2.0496e-19 | Simple method | 1.7916e-19
2021-02-01 | USI_LV | Simple method region | 429872.1831 | 0.1953 | 83954.0374 | POCO | 5.8755e-06 | 0.49327 | Simple method | 0.43118
2021-02-01 | USI_LV | Simple method region | 429872.1831 | 0.1953 | 83954.0374 | POWN | 0.00049226 | 41.3268 | Simple method | 36.1242
2021-02-01 | USI_LV | Simple method region | 429872.1831 | 0.1953 | 83954.0374 | RAYN | 0 | 0 | Simple method | 0
2021-02-01 | USI_LV | Simple method region | 429872.1831 | 0.1953 | 83954.0374 | SCAN | 2.3688e-24 | 1.9887e-19 | Simple method | 1.7383e-19
2021-02-01 | USI_LV | Simple method region | 429872.1831 | 0.1953 | 83954.0374 | SCGL | 2.0343e-14 | 1.7079e-09 | Simple method | 1.4929e-09
2021-02-01 | USI_LV | Simple method region | 429872.1831 | 0.1953 | 83954.0374 | SHPK | 0 | 0 | Simple method | 0
2021-02-01 | USI_LV | Simple method region | 429872.1831 | 0.1953 | 83954.0374 | SKOG | 0.00012032 | 10.1011 | Simple method | 8.8294
2021-02-01 | USI_LV | Simple method region | 429872.1831 | 0.1953 | 83954.0374 | SOLE | 0 | 0 | Simple method | 0
2021-02-01 | USI_LV | Simple method region | 429872.1831 | 0.1953 | 83954.0374 | SOU2 | 1.2901e-05 | 1.0831 | Simple method | 0.94674
2021-02-01 | USI_LV | Simple method region | 429872.1831 | 0.1953 | 83954.0374 | TARW | 0.00037243 | 31.2668 | Simple method | 27.3306
2021-02-01 | USI_LV | Simple method region | 429872.1831 | 0.1953 | 83954.0374 | TASM | 0.00057698 | 48.4395 | Simple method | 42.3414
2021-02-01 | USI_LV | Simple method region | 429872.1831 | 0.1953 | 83954.0374 | TBOP | 3.7394e-06 | 0.31393 | Simple method | 0.27441
2021-02-01 | USI_LV | Simple method region | 429872.1831 | 0.1953 | 83954.0374 | TOD3 | 1.9637e-05 | 1.6486 | Simple method | 1.4411
2021-02-01 | USI_LV | Simple method region | 429872.1831 | 0.1953 | 83954.0374 | TOPE | 0 | 0 | Simple method | 0
2021-02-01 | USI_LV | Simple method region | 429872.1831 | 0.1953 | 83954.0374 | TRNZ | 2.6589e-07 | 0.022322 | Simple method | 0.019512
2021-02-01 | USI_LV | Simple method region | 429872.1831 | 0.1953 | 83954.0374 | TRUG | 0.048707 | 4089.1195 | Simple method | 3574.3413
2021-02-01 | USI_LV | Simple method region | 429872.1831 | 0.1953 | 83954.0374 | UNET | 8.4833e-05 | 7.1221 | Simple method | 6.2255
2021-02-01 | USI_LV | Simple method region | 429872.1831 | 0.1953 | 83954.0374 | UNIS | 0.00019357 | 16.2509 | Simple method | 14.2051
2021-02-01 | USI_LV | Simple method region | 429872.1831 | 0.1953 | 83954.0374 | VECT | 0 | 0 | Simple method | 0
2021-02-01 | USI_LV | Simple method region | 429872.1831 | 0.1953 | 83954.0374 | WAIP | 9.6148e-24 | 8.0721e-19 | Simple method | 7.0559e-19
2021-02-01 | USI_LV | Simple method region | 429872.1831 | 0.1953 | 83954.0374 | WATA | 4.5568e-12 | 3.8256e-07 | Simple method | 3.344e-07
2021-02-01 | USI_LV | Simple method region | 429872.1831 | 0.1953 | 83954.0374 | WAV1 | 0.00038288 | 32.1446 | Simple method | 28.0979
2021-02-01 | USI_LV | Simple method region | 429872.1831 | 0.1953 | 83954.0374 | WELE | 7.5278e-05 | 6.3199 | Simple method | 5.5243
2021-02-01 | USI_LV | Simple method region | 429872.1831 | 0.1953 | 83954.0374 | WNST | 8.945e-24 | 7.5097e-19 | Simple method | 6.5643e-19
2021-02-01 | USI_LV | Simple method region | 429872.1831 | 0.1953 | 83954.0374 | WPOW | 0.025024 | 2100.8917 | Simple method | 1836.411
2021-02-01 | USI_LV | Simple method region | 429872.1831 | 0.1953 | 83954.0374 | WTOM | 1.5994e-07 | 0.013427 | Simple method | 0.011737
2021-03-01 | USI_LV | Simple method region | 445440.9444 | 0.2048 | 91226.3054 | ALPE | 6.9181e-07 | 0.063111 | Simple method | 0.055166
2021-03-01 | USI_LV | Simple method region | 445440.9444 | 0.2048 | 91226.3054 | BUEL | 0.000228 | 20.7993 | Simple method | 18.1809
2021-03-01 | USI_LV | Simple method region | 445440.9444 | 0.2048 | 91226.3054 | CHBP | 3.3813e-24 | 3.0847e-19 | Simple method | 2.6963e-19
2021-03-01 | USI_LV | Simple method region | 445440.9444 | 0.2048 | 91226.3054 | COUP | 9.6397e-24 | 8.7939e-19 | Simple method | 7.6868e-19
2021-03-01 | USI_LV | Simple method region | 445440.9444 | 0.2048 | 91226.3054 | CTCT | 0.032565 | 2970.8032 | Simple method | 2596.8095
2021-03-01 | USI_LV | Simple method region | 445440.9444 | 0.2048 | 91226.3054 | DUNE | 0.0005431 | 49.5454 | Simple method | 43.3081
2021-03-01 | USI_LV | Simple method region | 445440.9444 | 0.2048 | 91226.3054 | EASH | 5.2145e-05 | 4.757 | Simple method | 4.1581
2021-03-01 | USI_LV | Simple method region | 445440.9444 | 0.2048 | 91226.3054 | EAST | 4.6466e-24 | 4.2389e-19 | Simple method | 3.7053e-19
2021-03-01 | USI_LV | Simple method region | 445440.9444 | 0.2048 | 91226.3054 | GENE | 0.040741 | 3716.6872 | Simple method | 3248.7944
2021-03-01 | USI_LV | Simple method region | 445440.9444 | 0.2048 | 91226.3054 | HORO | 8.318e-07 | 0.075882 | Simple method | 0.066329
2021-03-01 | USI_LV | Simple method region | 445440.9444 | 0.2048 | 91226.3054 | HRZE | 3.806e-06 | 0.3472 | Simple method | 0.30349
2021-03-01 | USI_LV | Simple method region | 445440.9444 | 0.2048 | 91226.3054 | KIWI | 4.2233e-06 | 0.38528 | Simple method | 0.33678
2021-03-01 | USI_LV | Simple method region | 445440.9444 | 0.2048 | 91226.3054 | KUPE | 1.755e-24 | 1.6011e-19 | Simple method | 1.3995e-19
2021-03-01 | USI_LV | Simple method region | 445440.9444 | 0.2048 | 91226.3054 | MARL | 0.002197 | 200.4202 | Simple method | 175.1893
2021-03-01 | USI_LV | Simple method region | 445440.9444 | 0.2048 | 91226.3054 | MELT | 7.0991e-06 | 0.64763 | Simple method | 0.5661
2021-03-01 | USI_LV | Simple method region | 445440.9444 | 0.2048 | 91226.3054 | MELW | 2.1726e-07 | 0.01982 | Simple method | 0.017324
2021-03-01 | USI_LV | Simple method region | 445440.9444 | 0.2048 | 91226.3054 | MERI | 0.36663 | 33446.3329 | Simple method | 29235.7828
2021-03-01 | USI_LV | Simple method region | 445440.9444 | 0.2048 | 91226.3054 | METH | 1.4201e-24 | 1.2955e-19 | Simple method | 1.1324e-19
2021-03-01 | USI_LV | Simple method region | 445440.9444 | 0.2048 | 91226.3054 | MPOW | 0.089379 | 8153.7585 | Simple method | 7127.284
2021-03-01 | USI_LV | Simple method region | 445440.9444 | 0.2048 | 91226.3054 | MRPL | 0.0024188 | 220.6571 | Simple method | 192.8786
2021-03-01 | USI_LV | Simple method region | 445440.9444 | 0.2048 | 91226.3054 | MSVP | 0.00065385 | 59.6481 | Simple method | 52.139
2021-03-01 | USI_LV | Simple method region | 445440.9444 | 0.2048 | 91226.3054 | NAPA | 0.00099707 | 90.9587 | Simple method | 79.5079
2021-03-01 | USI_LV | Simple method region | 445440.9444 | 0.2048 | 91226.3054 | NELS | 6.5761e-08 | 0.0059991 | Simple method | 0.0052439
2021-03-01 | USI_LV | Simple method region | 445440.9444 | 0.2048 | 91226.3054 | NPOW | 0 | 0 | Simple method | 0
2021-03-01 | USI_LV | Simple method region | 445440.9444 | 0.2048 | 91226.3054 | NTRG | 0.00060921 | 55.5759 | Simple method | 48.5795
2021-03-01 | USI_LV | Simple method region | 445440.9444 | 0.2048 | 91226.3054 | NZAS | 0 | 0 | Simple method | 0
2021-03-01 | USI_LV | Simple method region | 445440.9444 | 0.2048 | 91226.3054 | NZST | 2.7135e-15 | 2.4755e-10 | Simple method | 2.1638e-10
2021-03-01 | USI_LV | Simple method region | 445440.9444 | 0.2048 | 91226.3054 | OMVP | 2.2793e-24 | 2.0793e-19 | Simple method | 1.8175e-19
2021-03-01 | USI_LV | Simple method region | 445440.9444 | 0.2048 | 91226.3054 | ORON | 0.3869 | 35295.0431 | Simple method | 30851.7593
2021-03-01 | USI_LV | Simple method region | 445440.9444 | 0.2048 | 91226.3054 | PANP | 2.4414e-24 | 2.2272e-19 | Simple method | 1.9468e-19
2021-03-01 | USI_LV | Simple method region | 445440.9444 | 0.2048 | 91226.3054 | POCO | 5.8755e-06 | 0.536 | Simple method | 0.46852
2021-03-01 | USI_LV | Simple method region | 445440.9444 | 0.2048 | 91226.3054 | POWN | 0.00049226 | 44.9067 | Simple method | 39.2534
2021-03-01 | USI_LV | Simple method region | 445440.9444 | 0.2048 | 91226.3054 | RAYN | 0 | 0 | Simple method | 0
2021-03-01 | USI_LV | Simple method region | 445440.9444 | 0.2048 | 91226.3054 | SCAN | 2.3688e-24 | 2.1609e-19 | Simple method | 1.8889e-19
2021-03-01 | USI_LV | Simple method region | 445440.9444 | 0.2048 | 91226.3054 | SCGL | 2.0343e-14 | 1.8558e-09 | Simple method | 1.6222e-09
2021-03-01 | USI_LV | Simple method region | 445440.9444 | 0.2048 | 91226.3054 | SHPK | 0 | 0 | Simple method | 0
2021-03-01 | USI_LV | Simple method region | 445440.9444 | 0.2048 | 91226.3054 | SKOG | 0.00012032 | 10.976 | Simple method | 9.5943
2021-03-01 | USI_LV | Simple method region | 445440.9444 | 0.2048 | 91226.3054 | SOLE | 0 | 0 | Simple method | 0
2021-03-01 | USI_LV | Simple method region | 445440.9444 | 0.2048 | 91226.3054 | SOU2 | 1.2901e-05 | 1.1769 | Simple method | 1.0288
2021-03-01 | USI_LV | Simple method region | 445440.9444 | 0.2048 | 91226.3054 | TARW | 0.00037243 | 33.9752 | Simple method | 29.6981
2021-03-01 | USI_LV | Simple method region | 445440.9444 | 0.2048 | 91226.3054 | TASM | 0.00057698 | 52.6354 | Simple method | 46.0091
2021-03-01 | USI_LV | Simple method region | 445440.9444 | 0.2048 | 91226.3054 | TBOP | 3.7394e-06 | 0.34113 | Simple method | 0.29818
2021-03-01 | USI_LV | Simple method region | 445440.9444 | 0.2048 | 91226.3054 | TOD3 | 1.9637e-05 | 1.7914 | Simple method | 1.5659
2021-03-01 | USI_LV | Simple method region | 445440.9444 | 0.2048 | 91226.3054 | TOPE | 0 | 0 | Simple method | 0
2021-03-01 | USI_LV | Simple method region | 445440.9444 | 0.2048 | 91226.3054 | TRNZ | 2.6589e-07 | 0.024256 | Simple method | 0.021202
2021-03-01 | USI_LV | Simple method region | 445440.9444 | 0.2048 | 91226.3054 | TRUG | 0.048707 | 4443.3273 | Simple method | 3883.958
2021-03-01 | USI_LV | Simple method region | 445440.9444 | 0.2048 | 91226.3054 | UNET | 8.4833e-05 | 7.739 | Simple method | 6.7647
2021-03-01 | USI_LV | Simple method region | 445440.9444 | 0.2048 | 91226.3054 | UNIS | 0.00019357 | 17.6586 | Simple method | 15.4355
2021-03-01 | USI_LV | Simple method region | 445440.9444 | 0.2048 | 91226.3054 | VECT | 0 | 0 | Simple method | 0
2021-03-01 | USI_LV | Simple method region | 445440.9444 | 0.2048 | 91226.3054 | WAIP | 9.6148e-24 | 8.7713e-19 | Simple method | 7.6671e-19
2021-03-01 | USI_LV | Simple method region | 445440.9444 | 0.2048 | 91226.3054 | WATA | 4.5568e-12 | 4.157e-07 | Simple method | 3.6336e-07
2021-03-01 | USI_LV | Simple method region | 445440.9444 | 0.2048 | 91226.3054 | WAV1 | 0.00038288 | 34.929 | Simple method | 30.5318
2021-03-01 | USI_LV | Simple method region | 445440.9444 | 0.2048 | 91226.3054 | WELE | 7.5278e-05 | 6.8673 | Simple method | 6.0028
2021-03-01 | USI_LV | Simple method region | 445440.9444 | 0.2048 | 91226.3054 | WNST | 8.945e-24 | 8.1602e-19 | Simple method | 7.1329e-19
2021-03-01 | USI_LV | Simple method region | 445440.9444 | 0.2048 | 91226.3054 | WPOW | 0.025024 | 2282.8752 | Simple method | 1995.4847
2021-03-01 | USI_LV | Simple method region | 445440.9444 | 0.2048 | 91226.3054 | WTOM | 1.5994e-07 | 0.014591 | Simple method | 0.012754
2020-04-01 | WTK_LV | Simple method region | 4838.2378 | 2.1412 | 10359.6348 | ALPE | 0.19794 | 2050.5825 | Simple method | 1792.4352
2020-04-01 | WTK_LV | Simple method region | 4838.2378 | 2.1412 | 10359.6348 | BUEL | 2.6575e-15 | 2.7531e-11 | Simple method | 2.4065e-11
2020-04-01 | WTK_LV | Simple method region | 4838.2378 | 2.1412 | 10359.6348 | CHBP | 0 | 0 | Simple method | 0
2020-04-01 | WTK_LV | Simple method region | 4838.2378 | 2.1412 | 10359.6348 | COUP | 0 | 0 | Simple method | 0
2020-04-01 | WTK_LV | Simple method region | 4838.2378 | 2.1412 | 10359.6348 | CTCT | 0.037032 | 383.6334 | Simple method | 335.3379
2020-04-01 | WTK_LV | Simple method region | 4838.2378 | 2.1412 | 10359.6348 | DUNE | 0.00061858 | 6.4083 | Simple method | 5.6015
2020-04-01 | WTK_LV | Simple method region | 4838.2378 | 2.1412 | 10359.6348 | EASH | 5.3471e-08 | 0.00055394 | Simple method | 0.0004842
2020-04-01 | WTK_LV | Simple method region | 4838.2378 | 2.1412 | 10359.6348 | EAST | 0 | 0 | Simple method | 0
2020-04-01 | WTK_LV | Simple method region | 4838.2378 | 2.1412 | 10359.6348 | GENE | 0.046712 | 483.9159 | Simple method | 422.9958
2020-04-01 | WTK_LV | Simple method region | 4838.2378 | 2.1412 | 10359.6348 | HORO | 9.2756e-07 | 0.0096092 | Simple method | 0.0083995
2020-04-01 | WTK_LV | Simple method region | 4838.2378 | 2.1412 | 10359.6348 | HRZE | 4.3066e-06 | 0.044615 | Simple method | 0.038998
2020-04-01 | WTK_LV | Simple method region | 4838.2378 | 2.1412 | 10359.6348 | KIWI | 4.7095e-06 | 0.048789 | Simple method | 0.042647
2020-04-01 | WTK_LV | Simple method region | 4838.2378 | 2.1412 | 10359.6348 | KUPE | 0 | 0 | Simple method | 0
2020-04-01 | WTK_LV | Simple method region | 4838.2378 | 2.1412 | 10359.6348 | MARL | 0 | 0 | Simple method | 0
2020-04-01 | WTK_LV | Simple method region | 4838.2378 | 2.1412 | 10359.6348 | MELT | 7.9164e-06 | 0.082011 | Simple method | 0.071687
2020-04-01 | WTK_LV | Simple method region | 4838.2378 | 2.1412 | 10359.6348 | MELW | 2.4763e-07 | 0.0025654 | Simple method | 0.0022424
2020-04-01 | WTK_LV | Simple method region | 4838.2378 | 2.1412 | 10359.6348 | MERI | 0.41639 | 4313.6861 | Simple method | 3770.6373
2020-04-01 | WTK_LV | Simple method region | 4838.2378 | 2.1412 | 10359.6348 | METH | 0 | 0 | Simple method | 0
2020-04-01 | WTK_LV | Simple method region | 4838.2378 | 2.1412 | 10359.6348 | MPOW | 9.3602e-18 | 9.6968e-14 | Simple method | 8.4761e-14
2020-04-01 | WTK_LV | Simple method region | 4838.2378 | 2.1412 | 10359.6348 | MRPL | 0.0027234 | 28.2131 | Simple method | 24.6613
2020-04-01 | WTK_LV | Simple method region | 4838.2378 | 2.1412 | 10359.6348 | MSVP | 0.00073609 | 7.6256 | Simple method | 6.6656
2020-04-01 | WTK_LV | Simple method region | 4838.2378 | 2.1412 | 10359.6348 | NAPA | 0.0011225 | 11.6285 | Simple method | 10.1646
2020-04-01 | WTK_LV | Simple method region | 4838.2378 | 2.1412 | 10359.6348 | NELS | 0 | 0 | Simple method | 0
2020-04-01 | WTK_LV | Simple method region | 4838.2378 | 2.1412 | 10359.6348 | NPOW | 0 | 0 | Simple method | 0
2020-04-01 | WTK_LV | Simple method region | 4838.2378 | 2.1412 | 10359.6348 | NTRG | 0.00068584 | 7.105 | Simple method | 6.2106
2020-04-01 | WTK_LV | Simple method region | 4838.2378 | 2.1412 | 10359.6348 | NZAS | 0 | 0 | Simple method | 0
2020-04-01 | WTK_LV | Simple method region | 4838.2378 | 2.1412 | 10359.6348 | NZST | 3.1162e-15 | 3.2282e-11 | Simple method | 2.8218e-11
2020-04-01 | WTK_LV | Simple method region | 4838.2378 | 2.1412 | 10359.6348 | OMVP | 0 | 0 | Simple method | 0
2020-04-01 | WTK_LV | Simple method region | 4838.2378 | 2.1412 | 10359.6348 | ORON | 7.466e-12 | 7.7345e-08 | Simple method | 6.7608e-08
2020-04-01 | WTK_LV | Simple method region | 4838.2378 | 2.1412 | 10359.6348 | PANP | 0 | 0 | Simple method | 0
2020-04-01 | WTK_LV | Simple method region | 4838.2378 | 2.1412 | 10359.6348 | POCO | 6.6146e-06 | 0.068525 | Simple method | 0.059898
2020-04-01 | WTK_LV | Simple method region | 4838.2378 | 2.1412 | 10359.6348 | POWN | 0.00056065 | 5.8081 | Simple method | 5.0769
2020-04-01 | WTK_LV | Simple method region | 4838.2378 | 2.1412 | 10359.6348 | RAYN | 0 | 0 | Simple method | 0
2020-04-01 | WTK_LV | Simple method region | 4838.2378 | 2.1412 | 10359.6348 | SCAN | 0 | 0 | Simple method | 0
2020-04-01 | WTK_LV | Simple method region | 4838.2378 | 2.1412 | 10359.6348 | SCGL | 2.3362e-14 | 2.4202e-10 | Simple method | 2.1155e-10
2020-04-01 | WTK_LV | Simple method region | 4838.2378 | 2.1412 | 10359.6348 | SHPK | 0 | 0 | Simple method | 0
2020-04-01 | WTK_LV | Simple method region | 4838.2378 | 2.1412 | 10359.6348 | SKOG | 0.00013614 | 1.4104 | Simple method | 1.2328
2020-04-01 | WTK_LV | Simple method region | 4838.2378 | 2.1412 | 10359.6348 | SOLE | 0 | 0 | Simple method | 0
2020-04-01 | WTK_LV | Simple method region | 4838.2378 | 2.1412 | 10359.6348 | SOU2 | 1.4598e-05 | 0.15123 | Simple method | 0.13219
2020-04-01 | WTK_LV | Simple method region | 4838.2378 | 2.1412 | 10359.6348 | TARW | 0.00041927 | 4.3435 | Simple method | 3.7967
2020-04-01 | WTK_LV | Simple method region | 4838.2378 | 2.1412 | 10359.6348 | TASM | 5.9778e-11 | 6.1928e-07 | Simple method | 5.4132e-07
2020-04-01 | WTK_LV | Simple method region | 4838.2378 | 2.1412 | 10359.6348 | TBOP | 4.1699e-06 | 0.043198 | Simple method | 0.03776
2020-04-01 | WTK_LV | Simple method region | 4838.2378 | 2.1412 | 10359.6348 | TOD3 | 2.1898e-05 | 0.22686 | Simple method | 0.1983
2020-04-01 | WTK_LV | Simple method region | 4838.2378 | 2.1412 | 10359.6348 | TOPE | 0 | 0 | Simple method | 0
2020-04-01 | WTK_LV | Simple method region | 4838.2378 | 2.1412 | 10359.6348 | TRNZ | 2.9933e-07 | 0.003101 | Simple method | 0.0027106
2020-04-01 | WTK_LV | Simple method region | 4838.2378 | 2.1412 | 10359.6348 | TRUG | 9.9443e-05 | 1.0302 | Simple method | 0.9005
2020-04-01 | WTK_LV | Simple method region | 4838.2378 | 2.1412 | 10359.6348 | UNET | 9.5504e-05 | 0.98938 | Simple method | 0.86483
2020-04-01 | WTK_LV | Simple method region | 4838.2378 | 2.1412 | 10359.6348 | UNIS | 0.00021792 | 2.2575 | Simple method | 1.9733
2020-04-01 | WTK_LV | Simple method region | 4838.2378 | 2.1412 | 10359.6348 | VECT | 0 | 0 | Simple method | 0
2020-04-01 | WTK_LV | Simple method region | 4838.2378 | 2.1412 | 10359.6348 | WAIP | 0 | 0 | Simple method | 0
2020-04-01 | WTK_LV | Simple method region | 4838.2378 | 2.1412 | 10359.6348 | WATA | 0.29393 | 3044.971 | Simple method | 2661.6404
2020-04-01 | WTK_LV | Simple method region | 4838.2378 | 2.1412 | 10359.6348 | WAV1 | 0.00043104 | 4.4655 | Simple method | 3.9033
2020-04-01 | WTK_LV | Simple method region | 4838.2378 | 2.1412 | 10359.6348 | WELE | 8.4747e-05 | 0.87795 | Simple method | 0.76742
2020-04-01 | WTK_LV | Simple method region | 4838.2378 | 2.1412 | 10359.6348 | WNST | 0 | 0 | Simple method | 0
2020-04-01 | WTK_LV | Simple method region | 4838.2378 | 2.1412 | 10359.6348 | WPOW | 7.196e-13 | 7.4547e-09 | Simple method | 6.5163e-09
2020-04-01 | WTK_LV | Simple method region | 4838.2378 | 2.1412 | 10359.6348 | WTOM | 1.7904e-07 | 0.0018547 | Simple method | 0.0016212
2020-05-01 | WTK_LV | Simple method region | 65154.4904 | 0.3989 | 25990.1262 | ALPE | 0.19794 | 5144.4764 | Simple method | 4496.8396
2020-05-01 | WTK_LV | Simple method region | 65154.4904 | 0.3989 | 25990.1262 | BUEL | 2.6575e-15 | 6.9069e-11 | Simple method | 6.0374e-11
2020-05-01 | WTK_LV | Simple method region | 65154.4904 | 0.3989 | 25990.1262 | CHBP | 0 | 0 | Simple method | 0
2020-05-01 | WTK_LV | Simple method region | 65154.4904 | 0.3989 | 25990.1262 | COUP | 0 | 0 | Simple method | 0
2020-05-01 | WTK_LV | Simple method region | 65154.4904 | 0.3989 | 25990.1262 | CTCT | 0.037032 | 962.4549 | Simple method | 841.2917
2020-05-01 | WTK_LV | Simple method region | 65154.4904 | 0.3989 | 25990.1262 | DUNE | 0.00061858 | 16.077 | Simple method | 14.0531
2020-05-01 | WTK_LV | Simple method region | 65154.4904 | 0.3989 | 25990.1262 | EASH | 5.3471e-08 | 0.0013897 | Simple method | 0.0012148
2020-05-01 | WTK_LV | Simple method region | 65154.4904 | 0.3989 | 25990.1262 | EAST | 0 | 0 | Simple method | 0
2020-05-01 | WTK_LV | Simple method region | 65154.4904 | 0.3989 | 25990.1262 | GENE | 0.046712 | 1214.0423 | Simple method | 1061.2068
2020-05-01 | WTK_LV | Simple method region | 65154.4904 | 0.3989 | 25990.1262 | HORO | 9.2756e-07 | 0.024107 | Simple method | 0.021073
2020-05-01 | WTK_LV | Simple method region | 65154.4904 | 0.3989 | 25990.1262 | HRZE | 4.3066e-06 | 0.11193 | Simple method | 0.097839
2020-05-01 | WTK_LV | Simple method region | 65154.4904 | 0.3989 | 25990.1262 | KIWI | 4.7095e-06 | 0.1224 | Simple method | 0.10699
2020-05-01 | WTK_LV | Simple method region | 65154.4904 | 0.3989 | 25990.1262 | KUPE | 0 | 0 | Simple method | 0
2020-05-01 | WTK_LV | Simple method region | 65154.4904 | 0.3989 | 25990.1262 | MARL | 0 | 0 | Simple method | 0
2020-05-01 | WTK_LV | Simple method region | 65154.4904 | 0.3989 | 25990.1262 | MELT | 7.9164e-06 | 0.20575 | Simple method | 0.17985
2020-05-01 | WTK_LV | Simple method region | 65154.4904 | 0.3989 | 25990.1262 | MELW | 2.4763e-07 | 0.0064361 | Simple method | 0.0056258
2020-05-01 | WTK_LV | Simple method region | 65154.4904 | 0.3989 | 25990.1262 | MERI | 0.41639 | 10822.1233 | Simple method | 9459.729
2020-05-01 | WTK_LV | Simple method region | 65154.4904 | 0.3989 | 25990.1262 | METH | 0 | 0 | Simple method | 0
2020-05-01 | WTK_LV | Simple method region | 65154.4904 | 0.3989 | 25990.1262 | MPOW | 9.3602e-18 | 2.4327e-13 | Simple method | 2.1265e-13
2020-05-01 | WTK_LV | Simple method region | 65154.4904 | 0.3989 | 25990.1262 | MRPL | 0.0027234 | 70.7806 | Simple method | 61.8701
2020-05-01 | WTK_LV | Simple method region | 65154.4904 | 0.3989 | 25990.1262 | MSVP | 0.00073609 | 19.1311 | Simple method | 16.7227
2020-05-01 | WTK_LV | Simple method region | 65154.4904 | 0.3989 | 25990.1262 | NAPA | 0.0011225 | 29.1735 | Simple method | 25.5008
2020-05-01 | WTK_LV | Simple method region | 65154.4904 | 0.3989 | 25990.1262 | NELS | 0 | 0 | Simple method | 0
2020-05-01 | WTK_LV | Simple method region | 65154.4904 | 0.3989 | 25990.1262 | NPOW | 0 | 0 | Simple method | 0
2020-05-01 | WTK_LV | Simple method region | 65154.4904 | 0.3989 | 25990.1262 | NTRG | 0.00068584 | 17.825 | Simple method | 15.5811
2020-05-01 | WTK_LV | Simple method region | 65154.4904 | 0.3989 | 25990.1262 | NZAS | 0 | 0 | Simple method | 0
2020-05-01 | WTK_LV | Simple method region | 65154.4904 | 0.3989 | 25990.1262 | NZST | 3.1162e-15 | 8.099e-11 | Simple method | 7.0794e-11
2020-05-01 | WTK_LV | Simple method region | 65154.4904 | 0.3989 | 25990.1262 | OMVP | 0 | 0 | Simple method | 0
2020-05-01 | WTK_LV | Simple method region | 65154.4904 | 0.3989 | 25990.1262 | ORON | 7.466e-12 | 1.9404e-07 | Simple method | 1.6961e-07
2020-05-01 | WTK_LV | Simple method region | 65154.4904 | 0.3989 | 25990.1262 | PANP | 0 | 0 | Simple method | 0
2020-05-01 | WTK_LV | Simple method region | 65154.4904 | 0.3989 | 25990.1262 | POCO | 6.6146e-06 | 0.17191 | Simple method | 0.15027
2020-05-01 | WTK_LV | Simple method region | 65154.4904 | 0.3989 | 25990.1262 | POWN | 0.00056065 | 14.5713 | Simple method | 12.7369
2020-05-01 | WTK_LV | Simple method region | 65154.4904 | 0.3989 | 25990.1262 | RAYN | 0 | 0 | Simple method | 0
2020-05-01 | WTK_LV | Simple method region | 65154.4904 | 0.3989 | 25990.1262 | SCAN | 0 | 0 | Simple method | 0
2020-05-01 | WTK_LV | Simple method region | 65154.4904 | 0.3989 | 25990.1262 | SCGL | 2.3362e-14 | 6.0718e-10 | Simple method | 5.3074e-10
2020-05-01 | WTK_LV | Simple method region | 65154.4904 | 0.3989 | 25990.1262 | SHPK | 0 | 0 | Simple method | 0
2020-05-01 | WTK_LV | Simple method region | 65154.4904 | 0.3989 | 25990.1262 | SKOG | 0.00013614 | 3.5384 | Simple method | 3.0929
2020-05-01 | WTK_LV | Simple method region | 65154.4904 | 0.3989 | 25990.1262 | SOLE | 0 | 0 | Simple method | 0
2020-05-01 | WTK_LV | Simple method region | 65154.4904 | 0.3989 | 25990.1262 | SOU2 | 1.4598e-05 | 0.37941 | Simple method | 0.33164
2020-05-01 | WTK_LV | Simple method region | 65154.4904 | 0.3989 | 25990.1262 | TARW | 0.00041927 | 10.897 | Simple method | 9.5252
2020-05-01 | WTK_LV | Simple method region | 65154.4904 | 0.3989 | 25990.1262 | TASM | 5.9778e-11 | 1.5536e-06 | Simple method | 1.3581e-06
2020-05-01 | WTK_LV | Simple method region | 65154.4904 | 0.3989 | 25990.1262 | TBOP | 4.1699e-06 | 0.10838 | Simple method | 0.094732
2020-05-01 | WTK_LV | Simple method region | 65154.4904 | 0.3989 | 25990.1262 | TOD3 | 2.1898e-05 | 0.56913 | Simple method | 0.49748
2020-05-01 | WTK_LV | Simple method region | 65154.4904 | 0.3989 | 25990.1262 | TOPE | 0 | 0 | Simple method | 0
2020-05-01 | WTK_LV | Simple method region | 65154.4904 | 0.3989 | 25990.1262 | TRNZ | 2.9933e-07 | 0.0077797 | Simple method | 0.0068003
2020-05-01 | WTK_LV | Simple method region | 65154.4904 | 0.3989 | 25990.1262 | TRUG | 9.9443e-05 | 2.5845 | Simple method | 2.2592
2020-05-01 | WTK_LV | Simple method region | 65154.4904 | 0.3989 | 25990.1262 | UNET | 9.5504e-05 | 2.4821 | Simple method | 2.1697
2020-05-01 | WTK_LV | Simple method region | 65154.4904 | 0.3989 | 25990.1262 | UNIS | 0.00021792 | 5.6637 | Simple method | 4.9507
2020-05-01 | WTK_LV | Simple method region | 65154.4904 | 0.3989 | 25990.1262 | VECT | 0 | 0 | Simple method | 0
2020-05-01 | WTK_LV | Simple method region | 65154.4904 | 0.3989 | 25990.1262 | WAIP | 0 | 0 | Simple method | 0
2020-05-01 | WTK_LV | Simple method region | 65154.4904 | 0.3989 | 25990.1262 | WATA | 0.29393 | 7639.1863 | Simple method | 6677.4911
2020-05-01 | WTK_LV | Simple method region | 65154.4904 | 0.3989 | 25990.1262 | WAV1 | 0.00043104 | 11.2029 | Simple method | 9.7926
2020-05-01 | WTK_LV | Simple method region | 65154.4904 | 0.3989 | 25990.1262 | WELE | 8.4747e-05 | 2.2026 | Simple method | 1.9253
2020-05-01 | WTK_LV | Simple method region | 65154.4904 | 0.3989 | 25990.1262 | WNST | 0 | 0 | Simple method | 0
2020-05-01 | WTK_LV | Simple method region | 65154.4904 | 0.3989 | 25990.1262 | WPOW | 7.196e-13 | 1.8702e-08 | Simple method | 1.6348e-08
2020-05-01 | WTK_LV | Simple method region | 65154.4904 | 0.3989 | 25990.1262 | WTOM | 1.7904e-07 | 0.0046531 | Simple method | 0.0040674
2020-06-01 | WTK_LV | Simple method region | 74534.2176 | 0.4449 | 33160.2734 | ALPE | 0.19794 | 6563.7328 | Simple method | 5737.4262
2020-06-01 | WTK_LV | Simple method region | 74534.2176 | 0.4449 | 33160.2734 | BUEL | 2.6575e-15 | 8.8124e-11 | Simple method | 7.703e-11
2020-06-01 | WTK_LV | Simple method region | 74534.2176 | 0.4449 | 33160.2734 | CHBP | 0 | 0 | Simple method | 0
2020-06-01 | WTK_LV | Simple method region | 74534.2176 | 0.4449 | 33160.2734 | COUP | 0 | 0 | Simple method | 0
2020-06-01 | WTK_LV | Simple method region | 74534.2176 | 0.4449 | 33160.2734 | CTCT | 0.037032 | 1227.9766 | Simple method | 1073.3869
2020-06-01 | WTK_LV | Simple method region | 74534.2176 | 0.4449 | 33160.2734 | DUNE | 0.00061858 | 20.5124 | Simple method | 17.9301
2020-06-01 | WTK_LV | Simple method region | 74534.2176 | 0.4449 | 33160.2734 | EASH | 5.3471e-08 | 0.0017731 | Simple method | 0.0015499
2020-06-01 | WTK_LV | Simple method region | 74534.2176 | 0.4449 | 33160.2734 | EAST | 0 | 0 | Simple method | 0
2020-06-01 | WTK_LV | Simple method region | 74534.2176 | 0.4449 | 33160.2734 | GENE | 0.046712 | 1548.9719 | Simple method | 1353.9722
2020-06-01 | WTK_LV | Simple method region | 74534.2176 | 0.4449 | 33160.2734 | HORO | 9.2756e-07 | 0.030758 | Simple method | 0.026886
2020-06-01 | WTK_LV | Simple method region | 74534.2176 | 0.4449 | 33160.2734 | HRZE | 4.3066e-06 | 0.14281 | Simple method | 0.12483
2020-06-01 | WTK_LV | Simple method region | 74534.2176 | 0.4449 | 33160.2734 | KIWI | 4.7095e-06 | 0.15617 | Simple method | 0.13651
2020-06-01 | WTK_LV | Simple method region | 74534.2176 | 0.4449 | 33160.2734 | KUPE | 0 | 0 | Simple method | 0
2020-06-01 | WTK_LV | Simple method region | 74534.2176 | 0.4449 | 33160.2734 | MARL | 0 | 0 | Simple method | 0
2020-06-01 | WTK_LV | Simple method region | 74534.2176 | 0.4449 | 33160.2734 | MELT | 7.9164e-06 | 0.26251 | Simple method | 0.22946
2020-06-01 | WTK_LV | Simple method region | 74534.2176 | 0.4449 | 33160.2734 | MELW | 2.4763e-07 | 0.0082116 | Simple method | 0.0071779
2020-06-01 | WTK_LV | Simple method region | 74534.2176 | 0.4449 | 33160.2734 | MERI | 0.41639 | 13807.727 | Simple method | 12069.4759
2020-06-01 | WTK_LV | Simple method region | 74534.2176 | 0.4449 | 33160.2734 | METH | 0 | 0 | Simple method | 0
2020-06-01 | WTK_LV | Simple method region | 74534.2176 | 0.4449 | 33160.2734 | MPOW | 9.3602e-18 | 3.1039e-13 | Simple method | 2.7131e-13
2020-06-01 | WTK_LV | Simple method region | 74534.2176 | 0.4449 | 33160.2734 | MRPL | 0.0027234 | 90.3076 | Simple method | 78.9388
2020-06-01 | WTK_LV | Simple method region | 74534.2176 | 0.4449 | 33160.2734 | MSVP | 0.00073609 | 24.409 | Simple method | 21.3361
2020-06-01 | WTK_LV | Simple method region | 74534.2176 | 0.4449 | 33160.2734 | NAPA | 0.0011225 | 37.2218 | Simple method | 32.536
2020-06-01 | WTK_LV | Simple method region | 74534.2176 | 0.4449 | 33160.2734 | NELS | 0 | 0 | Simple method | 0
2020-06-01 | WTK_LV | Simple method region | 74534.2176 | 0.4449 | 33160.2734 | NPOW | 0 | 0 | Simple method | 0
2020-06-01 | WTK_LV | Simple method region | 74534.2176 | 0.4449 | 33160.2734 | NTRG | 0.00068584 | 22.7426 | Simple method | 19.8795
2020-06-01 | WTK_LV | Simple method region | 74534.2176 | 0.4449 | 33160.2734 | NZAS | 0 | 0 | Simple method | 0
2020-06-01 | WTK_LV | Simple method region | 74534.2176 | 0.4449 | 33160.2734 | NZST | 3.1162e-15 | 1.0333e-10 | Simple method | 9.0325e-11
2020-06-01 | WTK_LV | Simple method region | 74534.2176 | 0.4449 | 33160.2734 | OMVP | 0 | 0 | Simple method | 0
2020-06-01 | WTK_LV | Simple method region | 74534.2176 | 0.4449 | 33160.2734 | ORON | 7.466e-12 | 2.4757e-07 | Simple method | 2.1641e-07
2020-06-01 | WTK_LV | Simple method region | 74534.2176 | 0.4449 | 33160.2734 | PANP | 0 | 0 | Simple method | 0
2020-06-01 | WTK_LV | Simple method region | 74534.2176 | 0.4449 | 33160.2734 | POCO | 6.6146e-06 | 0.21934 | Simple method | 0.19173
2020-06-01 | WTK_LV | Simple method region | 74534.2176 | 0.4449 | 33160.2734 | POWN | 0.00056065 | 18.5912 | Simple method | 16.2508
2020-06-01 | WTK_LV | Simple method region | 74534.2176 | 0.4449 | 33160.2734 | RAYN | 0 | 0 | Simple method | 0
2020-06-01 | WTK_LV | Simple method region | 74534.2176 | 0.4449 | 33160.2734 | SCAN | 0 | 0 | Simple method | 0
2020-06-01 | WTK_LV | Simple method region | 74534.2176 | 0.4449 | 33160.2734 | SCGL | 2.3362e-14 | 7.7469e-10 | Simple method | 6.7716e-10
2020-06-01 | WTK_LV | Simple method region | 74534.2176 | 0.4449 | 33160.2734 | SHPK | 0 | 0 | Simple method | 0
2020-06-01 | WTK_LV | Simple method region | 74534.2176 | 0.4449 | 33160.2734 | SKOG | 0.00013614 | 4.5146 | Simple method | 3.9462
2020-06-01 | WTK_LV | Simple method region | 74534.2176 | 0.4449 | 33160.2734 | SOLE | 0 | 0 | Simple method | 0
2020-06-01 | WTK_LV | Simple method region | 74534.2176 | 0.4449 | 33160.2734 | SOU2 | 1.4598e-05 | 0.48408 | Simple method | 0.42314
2020-06-01 | WTK_LV | Simple method region | 74534.2176 | 0.4449 | 33160.2734 | TARW | 0.00041927 | 13.9032 | Simple method | 12.153
2020-06-01 | WTK_LV | Simple method region | 74534.2176 | 0.4449 | 33160.2734 | TASM | 5.9778e-11 | 1.9823e-06 | Simple method | 1.7327e-06
2020-06-01 | WTK_LV | Simple method region | 74534.2176 | 0.4449 | 33160.2734 | TBOP | 4.1699e-06 | 0.13827 | Simple method | 0.12087
2020-06-01 | WTK_LV | Simple method region | 74534.2176 | 0.4449 | 33160.2734 | TOD3 | 2.1898e-05 | 0.72614 | Simple method | 0.63473
2020-06-01 | WTK_LV | Simple method region | 74534.2176 | 0.4449 | 33160.2734 | TOPE | 0 | 0 | Simple method | 0
2020-06-01 | WTK_LV | Simple method region | 74534.2176 | 0.4449 | 33160.2734 | TRNZ | 2.9933e-07 | 0.0099259 | Simple method | 0.0086763
2020-06-01 | WTK_LV | Simple method region | 74534.2176 | 0.4449 | 33160.2734 | TRUG | 9.9443e-05 | 3.2976 | Simple method | 2.8824
2020-06-01 | WTK_LV | Simple method region | 74534.2176 | 0.4449 | 33160.2734 | UNET | 9.5504e-05 | 3.1669 | Simple method | 2.7682
2020-06-01 | WTK_LV | Simple method region | 74534.2176 | 0.4449 | 33160.2734 | UNIS | 0.00021792 | 7.2262 | Simple method | 6.3165
2020-06-01 | WTK_LV | Simple method region | 74534.2176 | 0.4449 | 33160.2734 | VECT | 0 | 0 | Simple method | 0
2020-06-01 | WTK_LV | Simple method region | 74534.2176 | 0.4449 | 33160.2734 | WAIP | 0 | 0 | Simple method | 0
2020-06-01 | WTK_LV | Simple method region | 74534.2176 | 0.4449 | 33160.2734 | WATA | 0.29393 | 9746.6824 | Simple method | 8519.6751
2020-06-01 | WTK_LV | Simple method region | 74534.2176 | 0.4449 | 33160.2734 | WAV1 | 0.00043104 | 14.2935 | Simple method | 12.4941
2020-06-01 | WTK_LV | Simple method region | 74534.2176 | 0.4449 | 33160.2734 | WELE | 8.4747e-05 | 2.8102 | Simple method | 2.4565
2020-06-01 | WTK_LV | Simple method region | 74534.2176 | 0.4449 | 33160.2734 | WNST | 0 | 0 | Simple method | 0
2020-06-01 | WTK_LV | Simple method region | 74534.2176 | 0.4449 | 33160.2734 | WPOW | 7.196e-13 | 2.3862e-08 | Simple method | 2.0858e-08
2020-06-01 | WTK_LV | Simple method region | 74534.2176 | 0.4449 | 33160.2734 | WTOM | 1.7904e-07 | 0.0059369 | Simple method | 0.0051895
2020-07-01 | WTK_LV | Simple method region | 64197.5455 | 0.5722 | 36733.8356 | ALPE | 0.19794 | 7271.0824 | Simple method | 6355.7278
2020-07-01 | WTK_LV | Simple method region | 64197.5455 | 0.5722 | 36733.8356 | BUEL | 2.6575e-15 | 9.7621e-11 | Simple method | 8.5331e-11
2020-07-01 | WTK_LV | Simple method region | 64197.5455 | 0.5722 | 36733.8356 | CHBP | 0 | 0 | Simple method | 0
2020-07-01 | WTK_LV | Simple method region | 64197.5455 | 0.5722 | 36733.8356 | COUP | 0 | 0 | Simple method | 0
2020-07-01 | WTK_LV | Simple method region | 64197.5455 | 0.5722 | 36733.8356 | CTCT | 0.037032 | 1360.3112 | Simple method | 1189.0619
2020-07-01 | WTK_LV | Simple method region | 64197.5455 | 0.5722 | 36733.8356 | DUNE | 0.00061858 | 22.7229 | Simple method | 19.8623
2020-07-01 | WTK_LV | Simple method region | 64197.5455 | 0.5722 | 36733.8356 | EASH | 5.3471e-08 | 0.0019642 | Simple method | 0.0017169
2020-07-01 | WTK_LV | Simple method region | 64197.5455 | 0.5722 | 36733.8356 | EAST | 0 | 0 | Simple method | 0
2020-07-01 | WTK_LV | Simple method region | 64197.5455 | 0.5722 | 36733.8356 | GENE | 0.046712 | 1715.8989 | Simple method | 1499.8849
2020-07-01 | WTK_LV | Simple method region | 64197.5455 | 0.5722 | 36733.8356 | HORO | 9.2756e-07 | 0.034073 | Simple method | 0.029783
2020-07-01 | WTK_LV | Simple method region | 64197.5455 | 0.5722 | 36733.8356 | HRZE | 4.3066e-06 | 0.1582 | Simple method | 0.13828
2020-07-01 | WTK_LV | Simple method region | 64197.5455 | 0.5722 | 36733.8356 | KIWI | 4.7095e-06 | 0.173 | Simple method | 0.15122
2020-07-01 | WTK_LV | Simple method region | 64197.5455 | 0.5722 | 36733.8356 | KUPE | 0 | 0 | Simple method | 0
2020-07-01 | WTK_LV | Simple method region | 64197.5455 | 0.5722 | 36733.8356 | MARL | 0 | 0 | Simple method | 0
2020-07-01 | WTK_LV | Simple method region | 64197.5455 | 0.5722 | 36733.8356 | MELT | 7.9164e-06 | 0.2908 | Simple method | 0.25419
2020-07-01 | WTK_LV | Simple method region | 64197.5455 | 0.5722 | 36733.8356 | MELW | 2.4763e-07 | 0.0090966 | Simple method | 0.0079514
2020-07-01 | WTK_LV | Simple method region | 64197.5455 | 0.5722 | 36733.8356 | MERI | 0.41639 | 15295.7356 | Simple method | 13370.1594
2020-07-01 | WTK_LV | Simple method region | 64197.5455 | 0.5722 | 36733.8356 | METH | 0 | 0 | Simple method | 0
2020-07-01 | WTK_LV | Simple method region | 64197.5455 | 0.5722 | 36733.8356 | MPOW | 9.3602e-18 | 3.4383e-13 | Simple method | 3.0055e-13
2020-07-01 | WTK_LV | Simple method region | 64197.5455 | 0.5722 | 36733.8356 | MRPL | 0.0027234 | 100.0397 | Simple method | 87.4457
2020-07-01 | WTK_LV | Simple method region | 64197.5455 | 0.5722 | 36733.8356 | MSVP | 0.00073609 | 27.0394 | Simple method | 23.6355
2020-07-01 | WTK_LV | Simple method region | 64197.5455 | 0.5722 | 36733.8356 | NAPA | 0.0011225 | 41.2331 | Simple method | 36.0423
2020-07-01 | WTK_LV | Simple method region | 64197.5455 | 0.5722 | 36733.8356 | NELS | 0 | 0 | Simple method | 0
2020-07-01 | WTK_LV | Simple method region | 64197.5455 | 0.5722 | 36733.8356 | NPOW | 0 | 0 | Simple method | 0
2020-07-01 | WTK_LV | Simple method region | 64197.5455 | 0.5722 | 36733.8356 | NTRG | 0.00068584 | 25.1935 | Simple method | 22.0219
2020-07-01 | WTK_LV | Simple method region | 64197.5455 | 0.5722 | 36733.8356 | NZAS | 0 | 0 | Simple method | 0
2020-07-01 | WTK_LV | Simple method region | 64197.5455 | 0.5722 | 36733.8356 | NZST | 3.1162e-15 | 1.1447e-10 | Simple method | 1.0006e-10
2020-07-01 | WTK_LV | Simple method region | 64197.5455 | 0.5722 | 36733.8356 | OMVP | 0 | 0 | Simple method | 0
2020-07-01 | WTK_LV | Simple method region | 64197.5455 | 0.5722 | 36733.8356 | ORON | 7.466e-12 | 2.7425e-07 | Simple method | 2.3973e-07
2020-07-01 | WTK_LV | Simple method region | 64197.5455 | 0.5722 | 36733.8356 | PANP | 0 | 0 | Simple method | 0
2020-07-01 | WTK_LV | Simple method region | 64197.5455 | 0.5722 | 36733.8356 | POCO | 6.6146e-06 | 0.24298 | Simple method | 0.21239
2020-07-01 | WTK_LV | Simple method region | 64197.5455 | 0.5722 | 36733.8356 | POWN | 0.00056065 | 20.5947 | Simple method | 18.0021
2020-07-01 | WTK_LV | Simple method region | 64197.5455 | 0.5722 | 36733.8356 | RAYN | 0 | 0 | Simple method | 0
2020-07-01 | WTK_LV | Simple method region | 64197.5455 | 0.5722 | 36733.8356 | SCAN | 0 | 0 | Simple method | 0
2020-07-01 | WTK_LV | Simple method region | 64197.5455 | 0.5722 | 36733.8356 | SCGL | 2.3362e-14 | 8.5817e-10 | Simple method | 7.5014e-10
2020-07-01 | WTK_LV | Simple method region | 64197.5455 | 0.5722 | 36733.8356 | SHPK | 0 | 0 | Simple method | 0
2020-07-01 | WTK_LV | Simple method region | 64197.5455 | 0.5722 | 36733.8356 | SKOG | 0.00013614 | 5.0011 | Simple method | 4.3715
2020-07-01 | WTK_LV | Simple method region | 64197.5455 | 0.5722 | 36733.8356 | SOLE | 0 | 0 | Simple method | 0
2020-07-01 | WTK_LV | Simple method region | 64197.5455 | 0.5722 | 36733.8356 | SOU2 | 1.4598e-05 | 0.53624 | Simple method | 0.46874
2020-07-01 | WTK_LV | Simple method region | 64197.5455 | 0.5722 | 36733.8356 | TARW | 0.00041927 | 15.4015 | Simple method | 13.4626
2020-07-01 | WTK_LV | Simple method region | 64197.5455 | 0.5722 | 36733.8356 | TASM | 5.9778e-11 | 2.1959e-06 | Simple method | 1.9194e-06
2020-07-01 | WTK_LV | Simple method region | 64197.5455 | 0.5722 | 36733.8356 | TBOP | 4.1699e-06 | 0.15318 | Simple method | 0.13389
2020-07-01 | WTK_LV | Simple method region | 64197.5455 | 0.5722 | 36733.8356 | TOD3 | 2.1898e-05 | 0.8044 | Simple method | 0.70313
2020-07-01 | WTK_LV | Simple method region | 64197.5455 | 0.5722 | 36733.8356 | TOPE | 0 | 0 | Simple method | 0
2020-07-01 | WTK_LV | Simple method region | 64197.5455 | 0.5722 | 36733.8356 | TRNZ | 2.9933e-07 | 0.010996 | Simple method | 0.0096114
2020-07-01 | WTK_LV | Simple method region | 64197.5455 | 0.5722 | 36733.8356 | TRUG | 9.9443e-05 | 3.6529 | Simple method | 3.1931
2020-07-01 | WTK_LV | Simple method region | 64197.5455 | 0.5722 | 36733.8356 | UNET | 9.5504e-05 | 3.5082 | Simple method | 3.0666
2020-07-01 | WTK_LV | Simple method region | 64197.5455 | 0.5722 | 36733.8356 | UNIS | 0.00021792 | 8.0049 | Simple method | 6.9972
2020-07-01 | WTK_LV | Simple method region | 64197.5455 | 0.5722 | 36733.8356 | VECT | 0 | 0 | Simple method | 0
2020-07-01 | WTK_LV | Simple method region | 64197.5455 | 0.5722 | 36733.8356 | WAIP | 0 | 0 | Simple method | 0
2020-07-01 | WTK_LV | Simple method region | 64197.5455 | 0.5722 | 36733.8356 | WATA | 0.29393 | 10797.0469 | Simple method | 9437.8095
2020-07-01 | WTK_LV | Simple method region | 64197.5455 | 0.5722 | 36733.8356 | WAV1 | 0.00043104 | 15.8339 | Simple method | 13.8406
2020-07-01 | WTK_LV | Simple method region | 64197.5455 | 0.5722 | 36733.8356 | WELE | 8.4747e-05 | 3.1131 | Simple method | 2.7212
2020-07-01 | WTK_LV | Simple method region | 64197.5455 | 0.5722 | 36733.8356 | WNST | 0 | 0 | Simple method | 0
2020-07-01 | WTK_LV | Simple method region | 64197.5455 | 0.5722 | 36733.8356 | WPOW | 7.196e-13 | 2.6434e-08 | Simple method | 2.3106e-08
2020-07-01 | WTK_LV | Simple method region | 64197.5455 | 0.5722 | 36733.8356 | WTOM | 1.7904e-07 | 0.0065767 | Simple method | 0.0057487
2020-08-01 | WTK_LV | Simple method region | 57573.3951 | 0.9035 | 52017.5624 | ALPE | 0.19794 | 10296.3379 | Simple method | 9000.1346
2020-08-01 | WTK_LV | Simple method region | 57573.3951 | 0.9035 | 52017.5624 | BUEL | 2.6575e-15 | 1.3824e-10 | Simple method | 1.2084e-10
2020-08-01 | WTK_LV | Simple method region | 57573.3951 | 0.9035 | 52017.5624 | CHBP | 0 | 0 | Simple method | 0
2020-08-01 | WTK_LV | Simple method region | 57573.3951 | 0.9035 | 52017.5624 | COUP | 0 | 0 | Simple method | 0
2020-08-01 | WTK_LV | Simple method region | 57573.3951 | 0.9035 | 52017.5624 | CTCT | 0.037032 | 1926.2914 | Simple method | 1683.7911
2020-08-01 | WTK_LV | Simple method region | 57573.3951 | 0.9035 | 52017.5624 | DUNE | 0.00061858 | 32.1771 | Simple method | 28.1264
2020-08-01 | WTK_LV | Simple method region | 57573.3951 | 0.9035 | 52017.5624 | EASH | 5.3471e-08 | 0.0027814 | Simple method | 0.0024313
2020-08-01 | WTK_LV | Simple method region | 57573.3951 | 0.9035 | 52017.5624 | EAST | 0 | 0 | Simple method | 0
2020-08-01 | WTK_LV | Simple method region | 57573.3951 | 0.9035 | 52017.5624 | GENE | 0.046712 | 2429.8274 | Simple method | 2123.9371
2020-08-01 | WTK_LV | Simple method region | 57573.3951 | 0.9035 | 52017.5624 | HORO | 9.2756e-07 | 0.048249 | Simple method | 0.042175
2020-08-01 | WTK_LV | Simple method region | 57573.3951 | 0.9035 | 52017.5624 | HRZE | 4.3066e-06 | 0.22402 | Simple method | 0.19582
2020-08-01 | WTK_LV | Simple method region | 57573.3951 | 0.9035 | 52017.5624 | KIWI | 4.7095e-06 | 0.24498 | Simple method | 0.21414
2020-08-01 | WTK_LV | Simple method region | 57573.3951 | 0.9035 | 52017.5624 | KUPE | 0 | 0 | Simple method | 0
2020-08-01 | WTK_LV | Simple method region | 57573.3951 | 0.9035 | 52017.5624 | MARL | 0 | 0 | Simple method | 0
2020-08-01 | WTK_LV | Simple method region | 57573.3951 | 0.9035 | 52017.5624 | MELT | 7.9164e-06 | 0.41179 | Simple method | 0.35995
2020-08-01 | WTK_LV | Simple method region | 57573.3951 | 0.9035 | 52017.5624 | MELW | 2.4763e-07 | 0.012881 | Simple method | 0.01126
2020-08-01 | WTK_LV | Simple method region | 57573.3951 | 0.9035 | 52017.5624 | MERI | 0.41639 | 21659.7823 | Simple method | 18933.038
2020-08-01 | WTK_LV | Simple method region | 57573.3951 | 0.9035 | 52017.5624 | METH | 0 | 0 | Simple method | 0
2020-08-01 | WTK_LV | Simple method region | 57573.3951 | 0.9035 | 52017.5624 | MPOW | 9.3602e-18 | 4.8689e-13 | Simple method | 4.256e-13
2020-08-01 | WTK_LV | Simple method region | 57573.3951 | 0.9035 | 52017.5624 | MRPL | 0.0027234 | 141.6629 | Simple method | 123.829
2020-08-01 | WTK_LV | Simple method region | 57573.3951 | 0.9035 | 52017.5624 | MSVP | 0.00073609 | 38.2897 | Simple method | 33.4694
2020-08-01 | WTK_LV | Simple method region | 57573.3951 | 0.9035 | 52017.5624 | NAPA | 0.0011225 | 58.3888 | Simple method | 51.0382
2020-08-01 | WTK_LV | Simple method region | 57573.3951 | 0.9035 | 52017.5624 | NELS | 0 | 0 | Simple method | 0
2020-08-01 | WTK_LV | Simple method region | 57573.3951 | 0.9035 | 52017.5624 | NPOW | 0 | 0 | Simple method | 0
2020-08-01 | WTK_LV | Simple method region | 57573.3951 | 0.9035 | 52017.5624 | NTRG | 0.00068584 | 35.6757 | Simple method | 31.1845
2020-08-01 | WTK_LV | Simple method region | 57573.3951 | 0.9035 | 52017.5624 | NZAS | 0 | 0 | Simple method | 0
2020-08-01 | WTK_LV | Simple method region | 57573.3951 | 0.9035 | 52017.5624 | NZST | 3.1162e-15 | 1.621e-10 | Simple method | 1.4169e-10
2020-08-01 | WTK_LV | Simple method region | 57573.3951 | 0.9035 | 52017.5624 | OMVP | 0 | 0 | Simple method | 0
2020-08-01 | WTK_LV | Simple method region | 57573.3951 | 0.9035 | 52017.5624 | ORON | 7.466e-12 | 3.8836e-07 | Simple method | 3.3947e-07
2020-08-01 | WTK_LV | Simple method region | 57573.3951 | 0.9035 | 52017.5624 | PANP | 0 | 0 | Simple method | 0
2020-08-01 | WTK_LV | Simple method region | 57573.3951 | 0.9035 | 52017.5624 | POCO | 6.6146e-06 | 0.34407 | Simple method | 0.30076
2020-08-01 | WTK_LV | Simple method region | 57573.3951 | 0.9035 | 52017.5624 | POWN | 0.00056065 | 29.1635 | Simple method | 25.4921
2020-08-01 | WTK_LV | Simple method region | 57573.3951 | 0.9035 | 52017.5624 | RAYN | 0 | 0 | Simple method | 0
2020-08-01 | WTK_LV | Simple method region | 57573.3951 | 0.9035 | 52017.5624 | SCAN | 0 | 0 | Simple method | 0
2020-08-01 | WTK_LV | Simple method region | 57573.3951 | 0.9035 | 52017.5624 | SCGL | 2.3362e-14 | 1.2152e-09 | Simple method | 1.0622e-09
2020-08-01 | WTK_LV | Simple method region | 57573.3951 | 0.9035 | 52017.5624 | SHPK | 0 | 0 | Simple method | 0
2020-08-01 | WTK_LV | Simple method region | 57573.3951 | 0.9035 | 52017.5624 | SKOG | 0.00013614 | 7.0819 | Simple method | 6.1903
2020-08-01 | WTK_LV | Simple method region | 57573.3951 | 0.9035 | 52017.5624 | SOLE | 0 | 0 | Simple method | 0
2020-08-01 | WTK_LV | Simple method region | 57573.3951 | 0.9035 | 52017.5624 | SOU2 | 1.4598e-05 | 0.75936 | Simple method | 0.66376
2020-08-01 | WTK_LV | Simple method region | 57573.3951 | 0.9035 | 52017.5624 | TARW | 0.00041927 | 21.8096 | Simple method | 19.064
2020-08-01 | WTK_LV | Simple method region | 57573.3951 | 0.9035 | 52017.5624 | TASM | 5.9778e-11 | 3.1095e-06 | Simple method | 2.7181e-06
2020-08-01 | WTK_LV | Simple method region | 57573.3951 | 0.9035 | 52017.5624 | TBOP | 4.1699e-06 | 0.21691 | Simple method | 0.1896
2020-08-01 | WTK_LV | Simple method region | 57573.3951 | 0.9035 | 52017.5624 | TOD3 | 2.1898e-05 | 1.1391 | Simple method | 0.99568
2020-08-01 | WTK_LV | Simple method region | 57573.3951 | 0.9035 | 52017.5624 | TOPE | 0 | 0 | Simple method | 0
2020-08-01 | WTK_LV | Simple method region | 57573.3951 | 0.9035 | 52017.5624 | TRNZ | 2.9933e-07 | 0.015571 | Simple method | 0.01361
2020-08-01 | WTK_LV | Simple method region | 57573.3951 | 0.9035 | 52017.5624 | TRUG | 9.9443e-05 | 5.1728 | Simple method | 4.5216
2020-08-01 | WTK_LV | Simple method region | 57573.3951 | 0.9035 | 52017.5624 | UNET | 9.5504e-05 | 4.9679 | Simple method | 4.3425
2020-08-01 | WTK_LV | Simple method region | 57573.3951 | 0.9035 | 52017.5624 | UNIS | 0.00021792 | 11.3355 | Simple method | 9.9085
2020-08-01 | WTK_LV | Simple method region | 57573.3951 | 0.9035 | 52017.5624 | VECT | 0 | 0 | Simple method | 0
2020-08-01 | WTK_LV | Simple method region | 57573.3951 | 0.9035 | 52017.5624 | WAIP | 0 | 0 | Simple method | 0
2020-08-01 | WTK_LV | Simple method region | 57573.3951 | 0.9035 | 52017.5624 | WATA | 0.29393 | 15289.3389 | Simple method | 13364.568
2020-08-01 | WTK_LV | Simple method region | 57573.3951 | 0.9035 | 52017.5624 | WAV1 | 0.00043104 | 22.4219 | Simple method | 19.5992
2020-08-01 | WTK_LV | Simple method region | 57573.3951 | 0.9035 | 52017.5624 | WELE | 8.4747e-05 | 4.4083 | Simple method | 3.8534
2020-08-01 | WTK_LV | Simple method region | 57573.3951 | 0.9035 | 52017.5624 | WNST | 0 | 0 | Simple method | 0
2020-08-01 | WTK_LV | Simple method region | 57573.3951 | 0.9035 | 52017.5624 | WPOW | 7.196e-13 | 3.7432e-08 | Simple method | 3.2719e-08
2020-08-01 | WTK_LV | Simple method region | 57573.3951 | 0.9035 | 52017.5624 | WTOM | 1.7904e-07 | 0.009313 | Simple method | 0.0081406
2020-09-01 | WTK_LV | Simple method region | 90965.2233 | 0.5459 | 49657.9154 | ALPE | 0.19794 | 9829.2702 | Simple method | 8591.866
2020-09-01 | WTK_LV | Simple method region | 90965.2233 | 0.5459 | 49657.9154 | BUEL | 2.6575e-15 | 1.3197e-10 | Simple method | 1.1535e-10
2020-09-01 | WTK_LV | Simple method region | 90965.2233 | 0.5459 | 49657.9154 | CHBP | 0 | 0 | Simple method | 0
2020-09-01 | WTK_LV | Simple method region | 90965.2233 | 0.5459 | 49657.9154 | COUP | 0 | 0 | Simple method | 0
2020-09-01 | WTK_LV | Simple method region | 90965.2233 | 0.5459 | 49657.9154 | CTCT | 0.037032 | 1838.91 | Simple method | 1607.4101
2020-09-01 | WTK_LV | Simple method region | 90965.2233 | 0.5459 | 49657.9154 | DUNE | 0.00061858 | 30.7175 | Simple method | 26.8505
2020-09-01 | WTK_LV | Simple method region | 90965.2233 | 0.5459 | 49657.9154 | EASH | 5.3471e-08 | 0.0026553 | Simple method | 0.002321
2020-09-01 | WTK_LV | Simple method region | 90965.2233 | 0.5459 | 49657.9154 | EAST | 0 | 0 | Simple method | 0
2020-09-01 | WTK_LV | Simple method region | 90965.2233 | 0.5459 | 49657.9154 | GENE | 0.046712 | 2319.6043 | Simple method | 2027.59
2020-09-01 | WTK_LV | Simple method region | 90965.2233 | 0.5459 | 49657.9154 | HORO | 9.2756e-07 | 0.046061 | Simple method | 0.040262
2020-09-01 | WTK_LV | Simple method region | 90965.2233 | 0.5459 | 49657.9154 | HRZE | 4.3066e-06 | 0.21386 | Simple method | 0.18693
2020-09-01 | WTK_LV | Simple method region | 90965.2233 | 0.5459 | 49657.9154 | KIWI | 4.7095e-06 | 0.23387 | Simple method | 0.20442
2020-09-01 | WTK_LV | Simple method region | 90965.2233 | 0.5459 | 49657.9154 | KUPE | 0 | 0 | Simple method | 0
2020-09-01 | WTK_LV | Simple method region | 90965.2233 | 0.5459 | 49657.9154 | MARL | 0 | 0 | Simple method | 0
2020-09-01 | WTK_LV | Simple method region | 90965.2233 | 0.5459 | 49657.9154 | MELT | 7.9164e-06 | 0.39311 | Simple method | 0.34362
2020-09-01 | WTK_LV | Simple method region | 90965.2233 | 0.5459 | 49657.9154 | MELW | 2.4763e-07 | 0.012297 | Simple method | 0.010749
2020-09-01 | WTK_LV | Simple method region | 90965.2233 | 0.5459 | 49657.9154 | MERI | 0.41639 | 20677.2403 | Simple method | 18074.1879
2020-09-01 | WTK_LV | Simple method region | 90965.2233 | 0.5459 | 49657.9154 | METH | 0 | 0 | Simple method | 0
2020-09-01 | WTK_LV | Simple method region | 90965.2233 | 0.5459 | 49657.9154 | MPOW | 9.3602e-18 | 4.6481e-13 | Simple method | 4.0629e-13
2020-09-01 | WTK_LV | Simple method region | 90965.2233 | 0.5459 | 49657.9154 | MRPL | 0.0027234 | 135.2367 | Simple method | 118.2118
2020-09-01 | WTK_LV | Simple method region | 90965.2233 | 0.5459 | 49657.9154 | MSVP | 0.00073609 | 36.5527 | Simple method | 31.9511
2020-09-01 | WTK_LV | Simple method region | 90965.2233 | 0.5459 | 49657.9154 | NAPA | 0.0011225 | 55.7401 | Simple method | 48.723
2020-09-01 | WTK_LV | Simple method region | 90965.2233 | 0.5459 | 49657.9154 | NELS | 0 | 0 | Simple method | 0
2020-09-01 | WTK_LV | Simple method region | 90965.2233 | 0.5459 | 49657.9154 | NPOW | 0 | 0 | Simple method | 0
2020-09-01 | WTK_LV | Simple method region | 90965.2233 | 0.5459 | 49657.9154 | NTRG | 0.00068584 | 34.0573 | Simple method | 29.7699
2020-09-01 | WTK_LV | Simple method region | 90965.2233 | 0.5459 | 49657.9154 | NZAS | 0 | 0 | Simple method | 0
2020-09-01 | WTK_LV | Simple method region | 90965.2233 | 0.5459 | 49657.9154 | NZST | 3.1162e-15 | 1.5474e-10 | Simple method | 1.3526e-10
2020-09-01 | WTK_LV | Simple method region | 90965.2233 | 0.5459 | 49657.9154 | OMVP | 0 | 0 | Simple method | 0
2020-09-01 | WTK_LV | Simple method region | 90965.2233 | 0.5459 | 49657.9154 | ORON | 7.466e-12 | 3.7074e-07 | Simple method | 3.2407e-07
2020-09-01 | WTK_LV | Simple method region | 90965.2233 | 0.5459 | 49657.9154 | PANP | 0 | 0 | Simple method | 0
2020-09-01 | WTK_LV | Simple method region | 90965.2233 | 0.5459 | 49657.9154 | POCO | 6.6146e-06 | 0.32847 | Simple method | 0.28712
2020-09-01 | WTK_LV | Simple method region | 90965.2233 | 0.5459 | 49657.9154 | POWN | 0.00056065 | 27.8406 | Simple method | 24.3358
2020-09-01 | WTK_LV | Simple method region | 90965.2233 | 0.5459 | 49657.9154 | RAYN | 0 | 0 | Simple method | 0
2020-09-01 | WTK_LV | Simple method region | 90965.2233 | 0.5459 | 49657.9154 | SCAN | 0 | 0 | Simple method | 0
2020-09-01 | WTK_LV | Simple method region | 90965.2233 | 0.5459 | 49657.9154 | SCGL | 2.3362e-14 | 1.1601e-09 | Simple method | 1.0141e-09
2020-09-01 | WTK_LV | Simple method region | 90965.2233 | 0.5459 | 49657.9154 | SHPK | 0 | 0 | Simple method | 0
2020-09-01 | WTK_LV | Simple method region | 90965.2233 | 0.5459 | 49657.9154 | SKOG | 0.00013614 | 6.7606 | Simple method | 5.9095
2020-09-01 | WTK_LV | Simple method region | 90965.2233 | 0.5459 | 49657.9154 | SOLE | 0 | 0 | Simple method | 0
2020-09-01 | WTK_LV | Simple method region | 90965.2233 | 0.5459 | 49657.9154 | SOU2 | 1.4598e-05 | 0.72491 | Simple method | 0.63365
2020-09-01 | WTK_LV | Simple method region | 90965.2233 | 0.5459 | 49657.9154 | TARW | 0.00041927 | 20.8202 | Simple method | 18.1992
2020-09-01 | WTK_LV | Simple method region | 90965.2233 | 0.5459 | 49657.9154 | TASM | 5.9778e-11 | 2.9685e-06 | Simple method | 2.5948e-06
2020-09-01 | WTK_LV | Simple method region | 90965.2233 | 0.5459 | 49657.9154 | TBOP | 4.1699e-06 | 0.20707 | Simple method | 0.181
2020-09-01 | WTK_LV | Simple method region | 90965.2233 | 0.5459 | 49657.9154 | TOD3 | 2.1898e-05 | 1.0874 | Simple method | 0.95051
2020-09-01 | WTK_LV | Simple method region | 90965.2233 | 0.5459 | 49657.9154 | TOPE | 0 | 0 | Simple method | 0
2020-09-01 | WTK_LV | Simple method region | 90965.2233 | 0.5459 | 49657.9154 | TRNZ | 2.9933e-07 | 0.014864 | Simple method | 0.012993
2020-09-01 | WTK_LV | Simple method region | 90965.2233 | 0.5459 | 49657.9154 | TRUG | 9.9443e-05 | 4.9381 | Simple method | 4.3165
2020-09-01 | WTK_LV | Simple method region | 90965.2233 | 0.5459 | 49657.9154 | UNET | 9.5504e-05 | 4.7425 | Simple method | 4.1455
2020-09-01 | WTK_LV | Simple method region | 90965.2233 | 0.5459 | 49657.9154 | UNIS | 0.00021792 | 10.8213 | Simple method | 9.459
2020-09-01 | WTK_LV | Simple method region | 90965.2233 | 0.5459 | 49657.9154 | VECT | 0 | 0 | Simple method | 0
2020-09-01 | WTK_LV | Simple method region | 90965.2233 | 0.5459 | 49657.9154 | WAIP | 0 | 0 | Simple method | 0
2020-09-01 | WTK_LV | Simple method region | 90965.2233 | 0.5459 | 49657.9154 | WATA | 0.29393 | 14595.7762 | Simple method | 12758.3177
2020-09-01 | WTK_LV | Simple method region | 90965.2233 | 0.5459 | 49657.9154 | WAV1 | 0.00043104 | 21.4048 | Simple method | 18.7101
2020-09-01 | WTK_LV | Simple method region | 90965.2233 | 0.5459 | 49657.9154 | WELE | 8.4747e-05 | 4.2084 | Simple method | 3.6786
2020-09-01 | WTK_LV | Simple method region | 90965.2233 | 0.5459 | 49657.9154 | WNST | 0 | 0 | Simple method | 0
2020-09-01 | WTK_LV | Simple method region | 90965.2233 | 0.5459 | 49657.9154 | WPOW | 7.196e-13 | 3.5734e-08 | Simple method | 3.1235e-08
2020-09-01 | WTK_LV | Simple method region | 90965.2233 | 0.5459 | 49657.9154 | WTOM | 1.7904e-07 | 0.0088905 | Simple method | 0.0077713
2020-10-01 | WTK_LV | Simple method region | 95247.9215 | 0.4566 | 43490.201 | ALPE | 0.19794 | 8608.435 | Simple method | 7524.7214
2020-10-01 | WTK_LV | Simple method region | 95247.9215 | 0.4566 | 43490.201 | BUEL | 2.6575e-15 | 1.1558e-10 | Simple method | 1.0103e-10
2020-10-01 | WTK_LV | Simple method region | 95247.9215 | 0.4566 | 43490.201 | CHBP | 0 | 0 | Simple method | 0
2020-10-01 | WTK_LV | Simple method region | 95247.9215 | 0.4566 | 43490.201 | COUP | 0 | 0 | Simple method | 0
2020-10-01 | WTK_LV | Simple method region | 95247.9215 | 0.4566 | 43490.201 | CTCT | 0.037032 | 1610.5099 | Simple method | 1407.7632
2020-10-01 | WTK_LV | Simple method region | 95247.9215 | 0.4566 | 43490.201 | DUNE | 0.00061858 | 26.9023 | Simple method | 23.5155
2020-10-01 | WTK_LV | Simple method region | 95247.9215 | 0.4566 | 43490.201 | EASH | 5.3471e-08 | 0.0023255 | Simple method | 0.0020327
2020-10-01 | WTK_LV | Simple method region | 95247.9215 | 0.4566 | 43490.201 | EAST | 0 | 0 | Simple method | 0
2020-10-01 | WTK_LV | Simple method region | 95247.9215 | 0.4566 | 43490.201 | GENE | 0.046712 | 2031.5001 | Simple method | 1775.7551
2020-10-01 | WTK_LV | Simple method region | 95247.9215 | 0.4566 | 43490.201 | HORO | 9.2756e-07 | 0.04034 | Simple method | 0.035261
2020-10-01 | WTK_LV | Simple method region | 95247.9215 | 0.4566 | 43490.201 | HRZE | 4.3066e-06 | 0.1873 | Simple method | 0.16372
2020-10-01 | WTK_LV | Simple method region | 95247.9215 | 0.4566 | 43490.201 | KIWI | 4.7095e-06 | 0.20482 | Simple method | 0.17903
2020-10-01 | WTK_LV | Simple method region | 95247.9215 | 0.4566 | 43490.201 | KUPE | 0 | 0 | Simple method | 0
2020-10-01 | WTK_LV | Simple method region | 95247.9215 | 0.4566 | 43490.201 | MARL | 0 | 0 | Simple method | 0
2020-10-01 | WTK_LV | Simple method region | 95247.9215 | 0.4566 | 43490.201 | MELT | 7.9164e-06 | 0.34429 | Simple method | 0.30094
2020-10-01 | WTK_LV | Simple method region | 95247.9215 | 0.4566 | 43490.201 | MELW | 2.4763e-07 | 0.01077 | Simple method | 0.0094139
2020-10-01 | WTK_LV | Simple method region | 95247.9215 | 0.4566 | 43490.201 | MERI | 0.41639 | 18109.0432 | Simple method | 15829.3005
2020-10-01 | WTK_LV | Simple method region | 95247.9215 | 0.4566 | 43490.201 | METH | 0 | 0 | Simple method | 0
2020-10-01 | WTK_LV | Simple method region | 95247.9215 | 0.4566 | 43490.201 | MPOW | 9.3602e-18 | 4.0708e-13 | Simple method | 3.5583e-13
2020-10-01 | WTK_LV | Simple method region | 95247.9215 | 0.4566 | 43490.201 | MRPL | 0.0027234 | 118.4398 | Simple method | 103.5294
2020-10-01 | WTK_LV | Simple method region | 95247.9215 | 0.4566 | 43490.201 | MSVP | 0.00073609 | 32.0127 | Simple method | 27.9827
2020-10-01 | WTK_LV | Simple method region | 95247.9215 | 0.4566 | 43490.201 | NAPA | 0.0011225 | 48.817 | Simple method | 42.6714
2020-10-01 | WTK_LV | Simple method region | 95247.9215 | 0.4566 | 43490.201 | NELS | 0 | 0 | Simple method | 0
2020-10-01 | WTK_LV | Simple method region | 95247.9215 | 0.4566 | 43490.201 | NPOW | 0 | 0 | Simple method | 0
2020-10-01 | WTK_LV | Simple method region | 95247.9215 | 0.4566 | 43490.201 | NTRG | 0.00068584 | 29.8273 | Simple method | 26.0723
2020-10-01 | WTK_LV | Simple method region | 95247.9215 | 0.4566 | 43490.201 | NZAS | 0 | 0 | Simple method | 0
2020-10-01 | WTK_LV | Simple method region | 95247.9215 | 0.4566 | 43490.201 | NZST | 3.1162e-15 | 1.3552e-10 | Simple method | 1.1846e-10
2020-10-01 | WTK_LV | Simple method region | 95247.9215 | 0.4566 | 43490.201 | OMVP | 0 | 0 | Simple method | 0
2020-10-01 | WTK_LV | Simple method region | 95247.9215 | 0.4566 | 43490.201 | ORON | 7.466e-12 | 3.247e-07 | Simple method | 2.8382e-07
2020-10-01 | WTK_LV | Simple method region | 95247.9215 | 0.4566 | 43490.201 | PANP | 0 | 0 | Simple method | 0
2020-10-01 | WTK_LV | Simple method region | 95247.9215 | 0.4566 | 43490.201 | POCO | 6.6146e-06 | 0.28767 | Simple method | 0.25145
2020-10-01 | WTK_LV | Simple method region | 95247.9215 | 0.4566 | 43490.201 | POWN | 0.00056065 | 24.3827 | Simple method | 21.3132
2020-10-01 | WTK_LV | Simple method region | 95247.9215 | 0.4566 | 43490.201 | RAYN | 0 | 0 | Simple method | 0
2020-10-01 | WTK_LV | Simple method region | 95247.9215 | 0.4566 | 43490.201 | SCAN | 0 | 0 | Simple method | 0
2020-10-01 | WTK_LV | Simple method region | 95247.9215 | 0.4566 | 43490.201 | SCGL | 2.3362e-14 | 1.016e-09 | Simple method | 8.8811e-10
2020-10-01 | WTK_LV | Simple method region | 95247.9215 | 0.4566 | 43490.201 | SHPK | 0 | 0 | Simple method | 0
2020-10-01 | WTK_LV | Simple method region | 95247.9215 | 0.4566 | 43490.201 | SKOG | 0.00013614 | 5.9209 | Simple method | 5.1755
2020-10-01 | WTK_LV | Simple method region | 95247.9215 | 0.4566 | 43490.201 | SOLE | 0 | 0 | Simple method | 0
2020-10-01 | WTK_LV | Simple method region | 95247.9215 | 0.4566 | 43490.201 | SOU2 | 1.4598e-05 | 0.63487 | Simple method | 0.55495
2020-10-01 | WTK_LV | Simple method region | 95247.9215 | 0.4566 | 43490.201 | TARW | 0.00041927 | 18.2343 | Simple method | 15.9388
2020-10-01 | WTK_LV | Simple method region | 95247.9215 | 0.4566 | 43490.201 | TASM | 5.9778e-11 | 2.5998e-06 | Simple method | 2.2725e-06
2020-10-01 | WTK_LV | Simple method region | 95247.9215 | 0.4566 | 43490.201 | TBOP | 4.1699e-06 | 0.18135 | Simple method | 0.15852
2020-10-01 | WTK_LV | Simple method region | 95247.9215 | 0.4566 | 43490.201 | TOD3 | 2.1898e-05 | 0.95235 | Simple method | 0.83246
2020-10-01 | WTK_LV | Simple method region | 95247.9215 | 0.4566 | 43490.201 | TOPE | 0 | 0 | Simple method | 0
2020-10-01 | WTK_LV | Simple method region | 95247.9215 | 0.4566 | 43490.201 | TRNZ | 2.9933e-07 | 0.013018 | Simple method | 0.011379
2020-10-01 | WTK_LV | Simple method region | 95247.9215 | 0.4566 | 43490.201 | TRUG | 9.9443e-05 | 4.3248 | Simple method | 3.7804
2020-10-01 | WTK_LV | Simple method region | 95247.9215 | 0.4566 | 43490.201 | UNET | 9.5504e-05 | 4.1535 | Simple method | 3.6306
2020-10-01 | WTK_LV | Simple method region | 95247.9215 | 0.4566 | 43490.201 | UNIS | 0.00021792 | 9.4773 | Simple method | 8.2842
2020-10-01 | WTK_LV | Simple method region | 95247.9215 | 0.4566 | 43490.201 | VECT | 0 | 0 | Simple method | 0
2020-10-01 | WTK_LV | Simple method region | 95247.9215 | 0.4566 | 43490.201 | WAIP | 0 | 0 | Simple method | 0
2020-10-01 | WTK_LV | Simple method region | 95247.9215 | 0.4566 | 43490.201 | WATA | 0.29393 | 12782.9216 | Simple method | 11173.6829
2020-10-01 | WTK_LV | Simple method region | 95247.9215 | 0.4566 | 43490.201 | WAV1 | 0.00043104 | 18.7462 | Simple method | 16.3862
2020-10-01 | WTK_LV | Simple method region | 95247.9215 | 0.4566 | 43490.201 | WELE | 8.4747e-05 | 3.6857 | Simple method | 3.2217
2020-10-01 | WTK_LV | Simple method region | 95247.9215 | 0.4566 | 43490.201 | WNST | 0 | 0 | Simple method | 0
2020-10-01 | WTK_LV | Simple method region | 95247.9215 | 0.4566 | 43490.201 | WPOW | 7.196e-13 | 3.1295e-08 | Simple method | 2.7356e-08
2020-10-01 | WTK_LV | Simple method region | 95247.9215 | 0.4566 | 43490.201 | WTOM | 1.7904e-07 | 0.0077863 | Simple method | 0.0068061
2020-11-01 | WTK_LV | Simple method region | 59240.9293 | 0.545 | 32286.3065 | ALPE | 0.19794 | 6390.7401 | Simple method | 5586.2115
2020-11-01 | WTK_LV | Simple method region | 59240.9293 | 0.545 | 32286.3065 | BUEL | 2.6575e-15 | 8.5802e-11 | Simple method | 7.5e-11
2020-11-01 | WTK_LV | Simple method region | 59240.9293 | 0.545 | 32286.3065 | CHBP | 0 | 0 | Simple method | 0
2020-11-01 | WTK_LV | Simple method region | 59240.9293 | 0.545 | 32286.3065 | COUP | 0 | 0 | Simple method | 0
2020-11-01 | WTK_LV | Simple method region | 59240.9293 | 0.545 | 32286.3065 | CTCT | 0.037032 | 1195.6122 | Simple method | 1045.0969
2020-11-01 | WTK_LV | Simple method region | 59240.9293 | 0.545 | 32286.3065 | DUNE | 0.00061858 | 19.9717 | Simple method | 17.4575
2020-11-01 | WTK_LV | Simple method region | 59240.9293 | 0.545 | 32286.3065 | EASH | 5.3471e-08 | 0.0017264 | Simple method | 0.001509
2020-11-01 | WTK_LV | Simple method region | 59240.9293 | 0.545 | 32286.3065 | EAST | 0 | 0 | Simple method | 0
2020-11-01 | WTK_LV | Simple method region | 59240.9293 | 0.545 | 32286.3065 | GENE | 0.046712 | 1508.1474 | Simple method | 1318.2871
2020-11-01 | WTK_LV | Simple method region | 59240.9293 | 0.545 | 32286.3065 | HORO | 9.2756e-07 | 0.029948 | Simple method | 0.026177
2020-11-01 | WTK_LV | Simple method region | 59240.9293 | 0.545 | 32286.3065 | HRZE | 4.3066e-06 | 0.13904 | Simple method | 0.12154
2020-11-01 | WTK_LV | Simple method region | 59240.9293 | 0.545 | 32286.3065 | KIWI | 4.7095e-06 | 0.15205 | Simple method | 0.13291
2020-11-01 | WTK_LV | Simple method region | 59240.9293 | 0.545 | 32286.3065 | KUPE | 0 | 0 | Simple method | 0
2020-11-01 | WTK_LV | Simple method region | 59240.9293 | 0.545 | 32286.3065 | MARL | 0 | 0 | Simple method | 0
2020-11-01 | WTK_LV | Simple method region | 59240.9293 | 0.545 | 32286.3065 | MELT | 7.9164e-06 | 0.25559 | Simple method | 0.22342
2020-11-01 | WTK_LV | Simple method region | 59240.9293 | 0.545 | 32286.3065 | MELW | 2.4763e-07 | 0.0079952 | Simple method | 0.0069887
2020-11-01 | WTK_LV | Simple method region | 59240.9293 | 0.545 | 32286.3065 | MERI | 0.41639 | 13443.8128 | Simple method | 11751.3747
2020-11-01 | WTK_LV | Simple method region | 59240.9293 | 0.545 | 32286.3065 | METH | 0 | 0 | Simple method | 0
2020-11-01 | WTK_LV | Simple method region | 59240.9293 | 0.545 | 32286.3065 | MPOW | 9.3602e-18 | 3.0221e-13 | Simple method | 2.6416e-13
2020-11-01 | WTK_LV | Simple method region | 59240.9293 | 0.545 | 32286.3065 | MRPL | 0.0027234 | 87.9274 | Simple method | 76.8583
2020-11-01 | WTK_LV | Simple method region | 59240.9293 | 0.545 | 32286.3065 | MSVP | 0.00073609 | 23.7657 | Simple method | 20.7738
2020-11-01 | WTK_LV | Simple method region | 59240.9293 | 0.545 | 32286.3065 | NAPA | 0.0011225 | 36.2408 | Simple method | 31.6785
2020-11-01 | WTK_LV | Simple method region | 59240.9293 | 0.545 | 32286.3065 | NELS | 0 | 0 | Simple method | 0
2020-11-01 | WTK_LV | Simple method region | 59240.9293 | 0.545 | 32286.3065 | NPOW | 0 | 0 | Simple method | 0
2020-11-01 | WTK_LV | Simple method region | 59240.9293 | 0.545 | 32286.3065 | NTRG | 0.00068584 | 22.1432 | Simple method | 19.3556
2020-11-01 | WTK_LV | Simple method region | 59240.9293 | 0.545 | 32286.3065 | NZAS | 0 | 0 | Simple method | 0
2020-11-01 | WTK_LV | Simple method region | 59240.9293 | 0.545 | 32286.3065 | NZST | 3.1162e-15 | 1.0061e-10 | Simple method | 8.7944e-11
2020-11-01 | WTK_LV | Simple method region | 59240.9293 | 0.545 | 32286.3065 | OMVP | 0 | 0 | Simple method | 0
2020-11-01 | WTK_LV | Simple method region | 59240.9293 | 0.545 | 32286.3065 | ORON | 7.466e-12 | 2.4105e-07 | Simple method | 2.107e-07
2020-11-01 | WTK_LV | Simple method region | 59240.9293 | 0.545 | 32286.3065 | PANP | 0 | 0 | Simple method | 0
2020-11-01 | WTK_LV | Simple method region | 59240.9293 | 0.545 | 32286.3065 | POCO | 6.6146e-06 | 0.21356 | Simple method | 0.18668
2020-11-01 | WTK_LV | Simple method region | 59240.9293 | 0.545 | 32286.3065 | POWN | 0.00056065 | 18.1013 | Simple method | 15.8225
2020-11-01 | WTK_LV | Simple method region | 59240.9293 | 0.545 | 32286.3065 | RAYN | 0 | 0 | Simple method | 0
2020-11-01 | WTK_LV | Simple method region | 59240.9293 | 0.545 | 32286.3065 | SCAN | 0 | 0 | Simple method | 0
2020-11-01 | WTK_LV | Simple method region | 59240.9293 | 0.545 | 32286.3065 | SCGL | 2.3362e-14 | 7.5427e-10 | Simple method | 6.5932e-10
2020-11-01 | WTK_LV | Simple method region | 59240.9293 | 0.545 | 32286.3065 | SHPK | 0 | 0 | Simple method | 0
2020-11-01 | WTK_LV | Simple method region | 59240.9293 | 0.545 | 32286.3065 | SKOG | 0.00013614 | 4.3956 | Simple method | 3.8422
2020-11-01 | WTK_LV | Simple method region | 59240.9293 | 0.545 | 32286.3065 | SOLE | 0 | 0 | Simple method | 0
2020-11-01 | WTK_LV | Simple method region | 59240.9293 | 0.545 | 32286.3065 | SOU2 | 1.4598e-05 | 0.47132 | Simple method | 0.41198
2020-11-01 | WTK_LV | Simple method region | 59240.9293 | 0.545 | 32286.3065 | TARW | 0.00041927 | 13.5368 | Simple method | 11.8326
2020-11-01 | WTK_LV | Simple method region | 59240.9293 | 0.545 | 32286.3065 | TASM | 5.9778e-11 | 1.93e-06 | Simple method | 1.687e-06
2020-11-01 | WTK_LV | Simple method region | 59240.9293 | 0.545 | 32286.3065 | TBOP | 4.1699e-06 | 0.13463 | Simple method | 0.11768
2020-11-01 | WTK_LV | Simple method region | 59240.9293 | 0.545 | 32286.3065 | TOD3 | 2.1898e-05 | 0.70701 | Simple method | 0.618
2020-11-01 | WTK_LV | Simple method region | 59240.9293 | 0.545 | 32286.3065 | TOPE | 0 | 0 | Simple method | 0
2020-11-01 | WTK_LV | Simple method region | 59240.9293 | 0.545 | 32286.3065 | TRNZ | 2.9933e-07 | 0.0096643 | Simple method | 0.0084477
2020-11-01 | WTK_LV | Simple method region | 59240.9293 | 0.545 | 32286.3065 | TRUG | 9.9443e-05 | 3.2106 | Simple method | 2.8065
2020-11-01 | WTK_LV | Simple method region | 59240.9293 | 0.545 | 32286.3065 | UNET | 9.5504e-05 | 3.0835 | Simple method | 2.6953
2020-11-01 | WTK_LV | Simple method region | 59240.9293 | 0.545 | 32286.3065 | UNIS | 0.00021792 | 7.0357 | Simple method | 6.15
2020-11-01 | WTK_LV | Simple method region | 59240.9293 | 0.545 | 32286.3065 | VECT | 0 | 0 | Simple method | 0
2020-11-01 | WTK_LV | Simple method region | 59240.9293 | 0.545 | 32286.3065 | WAIP | 0 | 0 | Simple method | 0
2020-11-01 | WTK_LV | Simple method region | 59240.9293 | 0.545 | 32286.3065 | WATA | 0.29393 | 9489.8003 | Simple method | 8295.1318
2020-11-01 | WTK_LV | Simple method region | 59240.9293 | 0.545 | 32286.3065 | WAV1 | 0.00043104 | 13.9168 | Simple method | 12.1648
2020-11-01 | WTK_LV | Simple method region | 59240.9293 | 0.545 | 32286.3065 | WELE | 8.4747e-05 | 2.7362 | Simple method | 2.3917
2020-11-01 | WTK_LV | Simple method region | 59240.9293 | 0.545 | 32286.3065 | WNST | 0 | 0 | Simple method | 0
2020-11-01 | WTK_LV | Simple method region | 59240.9293 | 0.545 | 32286.3065 | WPOW | 7.196e-13 | 2.3233e-08 | Simple method | 2.0308e-08
2020-11-01 | WTK_LV | Simple method region | 59240.9293 | 0.545 | 32286.3065 | WTOM | 1.7904e-07 | 0.0057804 | Simple method | 0.0050527
2020-12-01 | WTK_LV | Simple method region | 82077.8802 | 0.5907 | 48483.4038 | ALPE | 0.19794 | 9596.7878 | Simple method | 8388.6507
2020-12-01 | WTK_LV | Simple method region | 82077.8802 | 0.5907 | 48483.4038 | BUEL | 2.6575e-15 | 1.2885e-10 | Simple method | 1.1263e-10
2020-12-01 | WTK_LV | Simple method region | 82077.8802 | 0.5907 | 48483.4038 | CHBP | 0 | 0 | Simple method | 0
2020-12-01 | WTK_LV | Simple method region | 82077.8802 | 0.5907 | 48483.4038 | COUP | 0 | 0 | Simple method | 0
2020-12-01 | WTK_LV | Simple method region | 82077.8802 | 0.5907 | 48483.4038 | CTCT | 0.037032 | 1795.416 | Simple method | 1569.3915
2020-12-01 | WTK_LV | Simple method region | 82077.8802 | 0.5907 | 48483.4038 | DUNE | 0.00061858 | 29.991 | Simple method | 26.2154
2020-12-01 | WTK_LV | Simple method region | 82077.8802 | 0.5907 | 48483.4038 | EASH | 5.3471e-08 | 0.0025925 | Simple method | 0.0022661
2020-12-01 | WTK_LV | Simple method region | 82077.8802 | 0.5907 | 48483.4038 | EAST | 0 | 0 | Simple method | 0
2020-12-01 | WTK_LV | Simple method region | 82077.8802 | 0.5907 | 48483.4038 | GENE | 0.046712 | 2264.7409 | Simple method | 1979.6333
2020-12-01 | WTK_LV | Simple method region | 82077.8802 | 0.5907 | 48483.4038 | HORO | 9.2756e-07 | 0.044971 | Simple method | 0.03931
2020-12-01 | WTK_LV | Simple method region | 82077.8802 | 0.5907 | 48483.4038 | HRZE | 4.3066e-06 | 0.2088 | Simple method | 0.18251
2020-12-01 | WTK_LV | Simple method region | 82077.8802 | 0.5907 | 48483.4038 | KIWI | 4.7095e-06 | 0.22833 | Simple method | 0.19959
2020-12-01 | WTK_LV | Simple method region | 82077.8802 | 0.5907 | 48483.4038 | KUPE | 0 | 0 | Simple method | 0
2020-12-01 | WTK_LV | Simple method region | 82077.8802 | 0.5907 | 48483.4038 | MARL | 0 | 0 | Simple method | 0
2020-12-01 | WTK_LV | Simple method region | 82077.8802 | 0.5907 | 48483.4038 | MELT | 7.9164e-06 | 0.38382 | Simple method | 0.3355
2020-12-01 | WTK_LV | Simple method region | 82077.8802 | 0.5907 | 48483.4038 | MELW | 2.4763e-07 | 0.012006 | Simple method | 0.010495
2020-12-01 | WTK_LV | Simple method region | 82077.8802 | 0.5907 | 48483.4038 | MERI | 0.41639 | 20188.1811 | Simple method | 17646.6963
2020-12-01 | WTK_LV | Simple method region | 82077.8802 | 0.5907 | 48483.4038 | METH | 0 | 0 | Simple method | 0
2020-12-01 | WTK_LV | Simple method region | 82077.8802 | 0.5907 | 48483.4038 | MPOW | 9.3602e-18 | 4.5381e-13 | Simple method | 3.9668e-13
2020-12-01 | WTK_LV | Simple method region | 82077.8802 | 0.5907 | 48483.4038 | MRPL | 0.0027234 | 132.0381 | Simple method | 115.4158
2020-12-01 | WTK_LV | Simple method region | 82077.8802 | 0.5907 | 48483.4038 | MSVP | 0.00073609 | 35.6882 | Simple method | 31.1954
2020-12-01 | WTK_LV | Simple method region | 82077.8802 | 0.5907 | 48483.4038 | NAPA | 0.0011225 | 54.4218 | Simple method | 47.5706
2020-12-01 | WTK_LV | Simple method region | 82077.8802 | 0.5907 | 48483.4038 | NELS | 0 | 0 | Simple method | 0
2020-12-01 | WTK_LV | Simple method region | 82077.8802 | 0.5907 | 48483.4038 | NPOW | 0 | 0 | Simple method | 0
2020-12-01 | WTK_LV | Simple method region | 82077.8802 | 0.5907 | 48483.4038 | NTRG | 0.00068584 | 33.2518 | Simple method | 29.0657
2020-12-01 | WTK_LV | Simple method region | 82077.8802 | 0.5907 | 48483.4038 | NZAS | 0 | 0 | Simple method | 0
2020-12-01 | WTK_LV | Simple method region | 82077.8802 | 0.5907 | 48483.4038 | NZST | 3.1162e-15 | 1.5108e-10 | Simple method | 1.3206e-10
2020-12-01 | WTK_LV | Simple method region | 82077.8802 | 0.5907 | 48483.4038 | OMVP | 0 | 0 | Simple method | 0
2020-12-01 | WTK_LV | Simple method region | 82077.8802 | 0.5907 | 48483.4038 | ORON | 7.466e-12 | 3.6198e-07 | Simple method | 3.1641e-07
2020-12-01 | WTK_LV | Simple method region | 82077.8802 | 0.5907 | 48483.4038 | PANP | 0 | 0 | Simple method | 0
2020-12-01 | WTK_LV | Simple method region | 82077.8802 | 0.5907 | 48483.4038 | POCO | 6.6146e-06 | 0.3207 | Simple method | 0.28032
2020-12-01 | WTK_LV | Simple method region | 82077.8802 | 0.5907 | 48483.4038 | POWN | 0.00056065 | 27.1821 | Simple method | 23.7602
2020-12-01 | WTK_LV | Simple method region | 82077.8802 | 0.5907 | 48483.4038 | RAYN | 0 | 0 | Simple method | 0
2020-12-01 | WTK_LV | Simple method region | 82077.8802 | 0.5907 | 48483.4038 | SCAN | 0 | 0 | Simple method | 0
2020-12-01 | WTK_LV | Simple method region | 82077.8802 | 0.5907 | 48483.4038 | SCGL | 2.3362e-14 | 1.1327e-09 | Simple method | 9.9007e-10
2020-12-01 | WTK_LV | Simple method region | 82077.8802 | 0.5907 | 48483.4038 | SHPK | 0 | 0 | Simple method | 0
2020-12-01 | WTK_LV | Simple method region | 82077.8802 | 0.5907 | 48483.4038 | SKOG | 0.00013614 | 6.6007 | Simple method | 5.7697
2020-12-01 | WTK_LV | Simple method region | 82077.8802 | 0.5907 | 48483.4038 | SOLE | 0 | 0 | Simple method | 0
2020-12-01 | WTK_LV | Simple method region | 82077.8802 | 0.5907 | 48483.4038 | SOU2 | 1.4598e-05 | 0.70776 | Simple method | 0.61866
2020-12-01 | WTK_LV | Simple method region | 82077.8802 | 0.5907 | 48483.4038 | TARW | 0.00041927 | 20.3278 | Simple method | 17.7687
2020-12-01 | WTK_LV | Simple method region | 82077.8802 | 0.5907 | 48483.4038 | TASM | 5.9778e-11 | 2.8983e-06 | Simple method | 2.5334e-06
2020-12-01 | WTK_LV | Simple method region | 82077.8802 | 0.5907 | 48483.4038 | TBOP | 4.1699e-06 | 0.20217 | Simple method | 0.17672
2020-12-01 | WTK_LV | Simple method region | 82077.8802 | 0.5907 | 48483.4038 | TOD3 | 2.1898e-05 | 1.0617 | Simple method | 0.92803
2020-12-01 | WTK_LV | Simple method region | 82077.8802 | 0.5907 | 48483.4038 | TOPE | 0 | 0 | Simple method | 0
2020-12-01 | WTK_LV | Simple method region | 82077.8802 | 0.5907 | 48483.4038 | TRNZ | 2.9933e-07 | 0.014513 | Simple method | 0.012686
2020-12-01 | WTK_LV | Simple method region | 82077.8802 | 0.5907 | 48483.4038 | TRUG | 9.9443e-05 | 4.8213 | Simple method | 4.2144
2020-12-01 | WTK_LV | Simple method region | 82077.8802 | 0.5907 | 48483.4038 | UNET | 9.5504e-05 | 4.6303 | Simple method | 4.0474
2020-12-01 | WTK_LV | Simple method region | 82077.8802 | 0.5907 | 48483.4038 | UNIS | 0.00021792 | 10.5654 | Simple method | 9.2353
2020-12-01 | WTK_LV | Simple method region | 82077.8802 | 0.5907 | 48483.4038 | VECT | 0 | 0 | Simple method | 0
2020-12-01 | WTK_LV | Simple method region | 82077.8802 | 0.5907 | 48483.4038 | WAIP | 0 | 0 | Simple method | 0
2020-12-01 | WTK_LV | Simple method region | 82077.8802 | 0.5907 | 48483.4038 | WATA | 0.29393 | 14250.5561 | Simple method | 12456.5573
2020-12-01 | WTK_LV | Simple method region | 82077.8802 | 0.5907 | 48483.4038 | WAV1 | 0.00043104 | 20.8985 | Simple method | 18.2676
2020-12-01 | WTK_LV | Simple method region | 82077.8802 | 0.5907 | 48483.4038 | WELE | 8.4747e-05 | 4.1088 | Simple method | 3.5916
2020-12-01 | WTK_LV | Simple method region | 82077.8802 | 0.5907 | 48483.4038 | WNST | 0 | 0 | Simple method | 0
2020-12-01 | WTK_LV | Simple method region | 82077.8802 | 0.5907 | 48483.4038 | WPOW | 7.196e-13 | 3.4888e-08 | Simple method | 3.0496e-08
2020-12-01 | WTK_LV | Simple method region | 82077.8802 | 0.5907 | 48483.4038 | WTOM | 1.7904e-07 | 0.0086802 | Simple method | 0.0075875
2021-01-01 | WTK_LV | Simple method region | 32742.7949 | 0.674 | 22068.6438 | ALPE | 0.19794 | 4368.2596 | Simple method | 3818.3405
2021-01-01 | WTK_LV | Simple method region | 32742.7949 | 0.674 | 22068.6438 | BUEL | 2.6575e-15 | 5.8648e-11 | Simple method | 5.1265e-11
2021-01-01 | WTK_LV | Simple method region | 32742.7949 | 0.674 | 22068.6438 | CHBP | 0 | 0 | Simple method | 0
2021-01-01 | WTK_LV | Simple method region | 32742.7949 | 0.674 | 22068.6438 | COUP | 0 | 0 | Simple method | 0
2021-01-01 | WTK_LV | Simple method region | 32742.7949 | 0.674 | 22068.6438 | CTCT | 0.037032 | 817.2363 | Simple method | 714.3546
2021-01-01 | WTK_LV | Simple method region | 32742.7949 | 0.674 | 22068.6438 | DUNE | 0.00061858 | 13.6513 | Simple method | 11.9327
2021-01-01 | WTK_LV | Simple method region | 32742.7949 | 0.674 | 22068.6438 | EASH | 5.3471e-08 | 0.00118 | Simple method | 0.0010315
2021-01-01 | WTK_LV | Simple method region | 32742.7949 | 0.674 | 22068.6438 | EAST | 0 | 0 | Simple method | 0
2021-01-01 | WTK_LV | Simple method region | 32742.7949 | 0.674 | 22068.6438 | GENE | 0.046712 | 1030.8633 | Simple method | 901.0882
2021-01-01 | WTK_LV | Simple method region | 32742.7949 | 0.674 | 22068.6438 | HORO | 9.2756e-07 | 0.02047 | Simple method | 0.017893
2021-01-01 | WTK_LV | Simple method region | 32742.7949 | 0.674 | 22068.6438 | HRZE | 4.3066e-06 | 0.095041 | Simple method | 0.083076
2021-01-01 | WTK_LV | Simple method region | 32742.7949 | 0.674 | 22068.6438 | KIWI | 4.7095e-06 | 0.10393 | Simple method | 0.090849
2021-01-01 | WTK_LV | Simple method region | 32742.7949 | 0.674 | 22068.6438 | KUPE | 0 | 0 | Simple method | 0
2021-01-01 | WTK_LV | Simple method region | 32742.7949 | 0.674 | 22068.6438 | MARL | 0 | 0 | Simple method | 0
2021-01-01 | WTK_LV | Simple method region | 32742.7949 | 0.674 | 22068.6438 | MELT | 7.9164e-06 | 0.1747 | Simple method | 0.15271
2021-01-01 | WTK_LV | Simple method region | 32742.7949 | 0.674 | 22068.6438 | MELW | 2.4763e-07 | 0.005465 | Simple method | 0.004777
2021-01-01 | WTK_LV | Simple method region | 32742.7949 | 0.674 | 22068.6438 | MERI | 0.41639 | 9189.243 | Simple method | 8032.4116
2021-01-01 | WTK_LV | Simple method region | 32742.7949 | 0.674 | 22068.6438 | METH | 0 | 0 | Simple method | 0
2021-01-01 | WTK_LV | Simple method region | 32742.7949 | 0.674 | 22068.6438 | MPOW | 9.3602e-18 | 2.0657e-13 | Simple method | 1.8056e-13
2021-01-01 | WTK_LV | Simple method region | 32742.7949 | 0.674 | 22068.6438 | MRPL | 0.0027234 | 60.101 | Simple method | 52.5349
2021-01-01 | WTK_LV | Simple method region | 32742.7949 | 0.674 | 22068.6438 | MSVP | 0.00073609 | 16.2445 | Simple method | 14.1995
2021-01-01 | WTK_LV | Simple method region | 32742.7949 | 0.674 | 22068.6438 | NAPA | 0.0011225 | 24.7717 | Simple method | 21.6532
2021-01-01 | WTK_LV | Simple method region | 32742.7949 | 0.674 | 22068.6438 | NELS | 0 | 0 | Simple method | 0
2021-01-01 | WTK_LV | Simple method region | 32742.7949 | 0.674 | 22068.6438 | NPOW | 0 | 0 | Simple method | 0
2021-01-01 | WTK_LV | Simple method region | 32742.7949 | 0.674 | 22068.6438 | NTRG | 0.00068584 | 15.1355 | Simple method | 13.2301
2021-01-01 | WTK_LV | Simple method region | 32742.7949 | 0.674 | 22068.6438 | NZAS | 0 | 0 | Simple method | 0
2021-01-01 | WTK_LV | Simple method region | 32742.7949 | 0.674 | 22068.6438 | NZST | 3.1162e-15 | 6.877e-11 | Simple method | 6.0112e-11
2021-01-01 | WTK_LV | Simple method region | 32742.7949 | 0.674 | 22068.6438 | OMVP | 0 | 0 | Simple method | 0
2021-01-01 | WTK_LV | Simple method region | 32742.7949 | 0.674 | 22068.6438 | ORON | 7.466e-12 | 1.6476e-07 | Simple method | 1.4402e-07
2021-01-01 | WTK_LV | Simple method region | 32742.7949 | 0.674 | 22068.6438 | PANP | 0 | 0 | Simple method | 0
2021-01-01 | WTK_LV | Simple method region | 32742.7949 | 0.674 | 22068.6438 | POCO | 6.6146e-06 | 0.14597 | Simple method | 0.1276
2021-01-01 | WTK_LV | Simple method region | 32742.7949 | 0.674 | 22068.6438 | POWN | 0.00056065 | 12.3727 | Simple method | 10.8151
2021-01-01 | WTK_LV | Simple method region | 32742.7949 | 0.674 | 22068.6438 | RAYN | 0 | 0 | Simple method | 0
2021-01-01 | WTK_LV | Simple method region | 32742.7949 | 0.674 | 22068.6438 | SCAN | 0 | 0 | Simple method | 0
2021-01-01 | WTK_LV | Simple method region | 32742.7949 | 0.674 | 22068.6438 | SCGL | 2.3362e-14 | 5.1557e-10 | Simple method | 4.5066e-10
2021-01-01 | WTK_LV | Simple method region | 32742.7949 | 0.674 | 22068.6438 | SHPK | 0 | 0 | Simple method | 0
2021-01-01 | WTK_LV | Simple method region | 32742.7949 | 0.674 | 22068.6438 | SKOG | 0.00013614 | 3.0045 | Simple method | 2.6263
2021-01-01 | WTK_LV | Simple method region | 32742.7949 | 0.674 | 22068.6438 | SOLE | 0 | 0 | Simple method | 0
2021-01-01 | WTK_LV | Simple method region | 32742.7949 | 0.674 | 22068.6438 | SOU2 | 1.4598e-05 | 0.32216 | Simple method | 0.2816
2021-01-01 | WTK_LV | Simple method region | 32742.7949 | 0.674 | 22068.6438 | TARW | 0.00041927 | 9.2528 | Simple method | 8.088
2021-01-01 | WTK_LV | Simple method region | 32742.7949 | 0.674 | 22068.6438 | TASM | 5.9778e-11 | 1.3192e-06 | Simple method | 1.1531e-06
2021-01-01 | WTK_LV | Simple method region | 32742.7949 | 0.674 | 22068.6438 | TBOP | 4.1699e-06 | 0.092023 | Simple method | 0.080439
2021-01-01 | WTK_LV | Simple method region | 32742.7949 | 0.674 | 22068.6438 | TOD3 | 2.1898e-05 | 0.48326 | Simple method | 0.42242
2021-01-01 | WTK_LV | Simple method region | 32742.7949 | 0.674 | 22068.6438 | TOPE | 0 | 0 | Simple method | 0
2021-01-01 | WTK_LV | Simple method region | 32742.7949 | 0.674 | 22068.6438 | TRNZ | 2.9933e-07 | 0.0066058 | Simple method | 0.0057742
2021-01-01 | WTK_LV | Simple method region | 32742.7949 | 0.674 | 22068.6438 | TRUG | 9.9443e-05 | 2.1946 | Simple method | 1.9183
2021-01-01 | WTK_LV | Simple method region | 32742.7949 | 0.674 | 22068.6438 | UNET | 9.5504e-05 | 2.1076 | Simple method | 1.8423
2021-01-01 | WTK_LV | Simple method region | 32742.7949 | 0.674 | 22068.6438 | UNIS | 0.00021792 | 4.8091 | Simple method | 4.2037
2021-01-01 | WTK_LV | Simple method region | 32742.7949 | 0.674 | 22068.6438 | VECT | 0 | 0 | Simple method | 0
2021-01-01 | WTK_LV | Simple method region | 32742.7949 | 0.674 | 22068.6438 | WAIP | 0 | 0 | Simple method | 0
2021-01-01 | WTK_LV | Simple method region | 32742.7949 | 0.674 | 22068.6438 | WATA | 0.29393 | 6486.5587 | Simple method | 5669.9675
2021-01-01 | WTK_LV | Simple method region | 32742.7949 | 0.674 | 22068.6438 | WAV1 | 0.00043104 | 9.5126 | Simple method | 8.315
2021-01-01 | WTK_LV | Simple method region | 32742.7949 | 0.674 | 22068.6438 | WELE | 8.4747e-05 | 1.8702 | Simple method | 1.6348
2021-01-01 | WTK_LV | Simple method region | 32742.7949 | 0.674 | 22068.6438 | WNST | 0 | 0 | Simple method | 0
2021-01-01 | WTK_LV | Simple method region | 32742.7949 | 0.674 | 22068.6438 | WPOW | 7.196e-13 | 1.5881e-08 | Simple method | 1.3881e-08
2021-01-01 | WTK_LV | Simple method region | 32742.7949 | 0.674 | 22068.6438 | WTOM | 1.7904e-07 | 0.0039511 | Simple method | 0.0034537
2021-02-01 | WTK_LV | Simple method region | 453752.427 | 0.1953 | 88617.849 | ALPE | 0.19794 | 17540.9857 | Simple method | 15332.7556
2021-02-01 | WTK_LV | Simple method region | 453752.427 | 0.1953 | 88617.849 | BUEL | 2.6575e-15 | 2.355e-10 | Simple method | 2.0586e-10
2021-02-01 | WTK_LV | Simple method region | 453752.427 | 0.1953 | 88617.849 | CHBP | 0 | 0 | Simple method | 0
2021-02-01 | WTK_LV | Simple method region | 453752.427 | 0.1953 | 88617.849 | COUP | 0 | 0 | Simple method | 0
2021-02-01 | WTK_LV | Simple method region | 453752.427 | 0.1953 | 88617.849 | CTCT | 0.037032 | 3281.657 | Simple method | 2868.5301
2021-02-01 | WTK_LV | Simple method region | 453752.427 | 0.1953 | 88617.849 | DUNE | 0.00061858 | 54.8174 | Simple method | 47.9165
2021-02-01 | WTK_LV | Simple method region | 453752.427 | 0.1953 | 88617.849 | EASH | 5.3471e-08 | 0.0047385 | Simple method | 0.004142
2021-02-01 | WTK_LV | Simple method region | 453752.427 | 0.1953 | 88617.849 | EAST | 0 | 0 | Simple method | 0
2021-02-01 | WTK_LV | Simple method region | 453752.427 | 0.1953 | 88617.849 | GENE | 0.046712 | 4139.4881 | Simple method | 3618.369
2021-02-01 | WTK_LV | Simple method region | 453752.427 | 0.1953 | 88617.849 | HORO | 9.2756e-07 | 0.082198 | Simple method | 0.07185
2021-02-01 | WTK_LV | Simple method region | 453752.427 | 0.1953 | 88617.849 | HRZE | 4.3066e-06 | 0.38164 | Simple method | 0.3336
2021-02-01 | WTK_LV | Simple method region | 453752.427 | 0.1953 | 88617.849 | KIWI | 4.7095e-06 | 0.41735 | Simple method | 0.36481
2021-02-01 | WTK_LV | Simple method region | 453752.427 | 0.1953 | 88617.849 | KUPE | 0 | 0 | Simple method | 0
2021-02-01 | WTK_LV | Simple method region | 453752.427 | 0.1953 | 88617.849 | MARL | 0 | 0 | Simple method | 0
2021-02-01 | WTK_LV | Simple method region | 453752.427 | 0.1953 | 88617.849 | MELT | 7.9164e-06 | 0.70154 | Simple method | 0.61322
2021-02-01 | WTK_LV | Simple method region | 453752.427 | 0.1953 | 88617.849 | MELW | 2.4763e-07 | 0.021945 | Simple method | 0.019182
2021-02-01 | WTK_LV | Simple method region | 453752.427 | 0.1953 | 88617.849 | MERI | 0.41639 | 36899.909 | Simple method | 32254.589
2021-02-01 | WTK_LV | Simple method region | 453752.427 | 0.1953 | 88617.849 | METH | 0 | 0 | Simple method | 0
2021-02-01 | WTK_LV | Simple method region | 453752.427 | 0.1953 | 88617.849 | MPOW | 9.3602e-18 | 8.2948e-13 | Simple method | 7.2505e-13
2021-02-01 | WTK_LV | Simple method region | 453752.427 | 0.1953 | 88617.849 | MRPL | 0.0027234 | 241.3389 | Simple method | 210.9568
2021-02-01 | WTK_LV | Simple method region | 453752.427 | 0.1953 | 88617.849 | MSVP | 0.00073609 | 65.2308 | Simple method | 57.0189
2021-02-01 | WTK_LV | Simple method region | 453752.427 | 0.1953 | 88617.849 | NAPA | 0.0011225 | 99.472 | Simple method | 86.9495
2021-02-01 | WTK_LV | Simple method region | 453752.427 | 0.1953 | 88617.849 | NELS | 0 | 0 | Simple method | 0
2021-02-01 | WTK_LV | Simple method region | 453752.427 | 0.1953 | 88617.849 | NPOW | 0 | 0 | Simple method | 0
2021-02-01 | WTK_LV | Simple method region | 453752.427 | 0.1953 | 88617.849 | NTRG | 0.00068584 | 60.7776 | Simple method | 53.1263
2021-02-01 | WTK_LV | Simple method region | 453752.427 | 0.1953 | 88617.849 | NZAS | 0 | 0 | Simple method | 0
2021-02-01 | WTK_LV | Simple method region | 453752.427 | 0.1953 | 88617.849 | NZST | 3.1162e-15 | 2.7615e-10 | Simple method | 2.4138e-10
2021-02-01 | WTK_LV | Simple method region | 453752.427 | 0.1953 | 88617.849 | OMVP | 0 | 0 | Simple method | 0
2021-02-01 | WTK_LV | Simple method region | 453752.427 | 0.1953 | 88617.849 | ORON | 7.466e-12 | 6.6162e-07 | Simple method | 5.7833e-07
2021-02-01 | WTK_LV | Simple method region | 453752.427 | 0.1953 | 88617.849 | PANP | 0 | 0 | Simple method | 0
2021-02-01 | WTK_LV | Simple method region | 453752.427 | 0.1953 | 88617.849 | POCO | 6.6146e-06 | 0.58617 | Simple method | 0.51238
2021-02-01 | WTK_LV | Simple method region | 453752.427 | 0.1953 | 88617.849 | POWN | 0.00056065 | 49.6834 | Simple method | 43.4288
2021-02-01 | WTK_LV | Simple method region | 453752.427 | 0.1953 | 88617.849 | RAYN | 0 | 0 | Simple method | 0
2021-02-01 | WTK_LV | Simple method region | 453752.427 | 0.1953 | 88617.849 | SCAN | 0 | 0 | Simple method | 0
2021-02-01 | WTK_LV | Simple method region | 453752.427 | 0.1953 | 88617.849 | SCGL | 2.3362e-14 | 2.0703e-09 | Simple method | 1.8097e-09
2021-02-01 | WTK_LV | Simple method region | 453752.427 | 0.1953 | 88617.849 | SHPK | 0 | 0 | Simple method | 0
2021-02-01 | WTK_LV | Simple method region | 453752.427 | 0.1953 | 88617.849 | SKOG | 0.00013614 | 12.0647 | Simple method | 10.5459
2021-02-01 | WTK_LV | Simple method region | 453752.427 | 0.1953 | 88617.849 | SOLE | 0 | 0 | Simple method | 0
2021-02-01 | WTK_LV | Simple method region | 453752.427 | 0.1953 | 88617.849 | SOU2 | 1.4598e-05 | 1.2937 | Simple method | 1.1308
2021-02-01 | WTK_LV | Simple method region | 453752.427 | 0.1953 | 88617.849 | TARW | 0.00041927 | 37.1551 | Simple method | 32.4777
2021-02-01 | WTK_LV | Simple method region | 453752.427 | 0.1953 | 88617.849 | TASM | 5.9778e-11 | 5.2974e-06 | Simple method | 4.6305e-06
2021-02-01 | WTK_LV | Simple method region | 453752.427 | 0.1953 | 88617.849 | TBOP | 4.1699e-06 | 0.36953 | Simple method | 0.32301
2021-02-01 | WTK_LV | Simple method region | 453752.427 | 0.1953 | 88617.849 | TOD3 | 2.1898e-05 | 1.9406 | Simple method | 1.6963
2021-02-01 | WTK_LV | Simple method region | 453752.427 | 0.1953 | 88617.849 | TOPE | 0 | 0 | Simple method | 0
2021-02-01 | WTK_LV | Simple method region | 453752.427 | 0.1953 | 88617.849 | TRNZ | 2.9933e-07 | 0.026526 | Simple method | 0.023187
2021-02-01 | WTK_LV | Simple method region | 453752.427 | 0.1953 | 88617.849 | TRUG | 9.9443e-05 | 8.8124 | Simple method | 7.703
2021-02-01 | WTK_LV | Simple method region | 453752.427 | 0.1953 | 88617.849 | UNET | 9.5504e-05 | 8.4633 | Simple method | 7.3979
2021-02-01 | WTK_LV | Simple method region | 453752.427 | 0.1953 | 88617.849 | UNIS | 0.00021792 | 19.3113 | Simple method | 16.8802
2021-02-01 | WTK_LV | Simple method region | 453752.427 | 0.1953 | 88617.849 | VECT | 0 | 0 | Simple method | 0
2021-02-01 | WTK_LV | Simple method region | 453752.427 | 0.1953 | 88617.849 | WAIP | 0 | 0 | Simple method | 0
2021-02-01 | WTK_LV | Simple method region | 453752.427 | 0.1953 | 88617.849 | WATA | 0.29393 | 26047.1322 | Simple method | 22768.0655
2021-02-01 | WTK_LV | Simple method region | 453752.427 | 0.1953 | 88617.849 | WAV1 | 0.00043104 | 38.1982 | Simple method | 33.3895
2021-02-01 | WTK_LV | Simple method region | 453752.427 | 0.1953 | 88617.849 | WELE | 8.4747e-05 | 7.5101 | Simple method | 6.5646
2021-02-01 | WTK_LV | Simple method region | 453752.427 | 0.1953 | 88617.849 | WNST | 0 | 0 | Simple method | 0
2021-02-01 | WTK_LV | Simple method region | 453752.427 | 0.1953 | 88617.849 | WPOW | 7.196e-13 | 6.3769e-08 | Simple method | 5.5741e-08
2021-02-01 | WTK_LV | Simple method region | 453752.427 | 0.1953 | 88617.849 | WTOM | 1.7904e-07 | 0.015866 | Simple method | 0.013868
2021-03-01 | WTK_LV | Simple method region | 165820.3461 | 0.2048 | 33960.0069 | ALPE | 0.19794 | 6722.0318 | Simple method | 5875.7969
2021-03-01 | WTK_LV | Simple method region | 165820.3461 | 0.2048 | 33960.0069 | BUEL | 2.6575e-15 | 9.0249e-11 | Simple method | 7.8888e-11
2021-03-01 | WTK_LV | Simple method region | 165820.3461 | 0.2048 | 33960.0069 | CHBP | 0 | 0 | Simple method | 0
2021-03-01 | WTK_LV | Simple method region | 165820.3461 | 0.2048 | 33960.0069 | COUP | 0 | 0 | Simple method | 0
2021-03-01 | WTK_LV | Simple method region | 165820.3461 | 0.2048 | 33960.0069 | CTCT | 0.037032 | 1257.592 | Simple method | 1099.274
2021-03-01 | WTK_LV | Simple method region | 165820.3461 | 0.2048 | 33960.0069 | DUNE | 0.00061858 | 21.0071 | Simple method | 18.3625
2021-03-01 | WTK_LV | Simple method region | 165820.3461 | 0.2048 | 33960.0069 | EASH | 5.3471e-08 | 0.0018159 | Simple method | 0.0015873
2021-03-01 | WTK_LV | Simple method region | 165820.3461 | 0.2048 | 33960.0069 | EAST | 0 | 0 | Simple method | 0
2021-03-01 | WTK_LV | Simple method region | 165820.3461 | 0.2048 | 33960.0069 | GENE | 0.046712 | 1586.3288 | Simple method | 1386.6262
2021-03-01 | WTK_LV | Simple method region | 165820.3461 | 0.2048 | 33960.0069 | HORO | 9.2756e-07 | 0.0315 | Simple method | 0.027534
2021-03-01 | WTK_LV | Simple method region | 165820.3461 | 0.2048 | 33960.0069 | HRZE | 4.3066e-06 | 0.14625 | Simple method | 0.12784
2021-03-01 | WTK_LV | Simple method region | 165820.3461 | 0.2048 | 33960.0069 | KIWI | 4.7095e-06 | 0.15994 | Simple method | 0.1398
2021-03-01 | WTK_LV | Simple method region | 165820.3461 | 0.2048 | 33960.0069 | KUPE | 0 | 0 | Simple method | 0
2021-03-01 | WTK_LV | Simple method region | 165820.3461 | 0.2048 | 33960.0069 | MARL | 0 | 0 | Simple method | 0
2021-03-01 | WTK_LV | Simple method region | 165820.3461 | 0.2048 | 33960.0069 | MELT | 7.9164e-06 | 0.26884 | Simple method | 0.235
2021-03-01 | WTK_LV | Simple method region | 165820.3461 | 0.2048 | 33960.0069 | MELW | 2.4763e-07 | 0.0084097 | Simple method | 0.007351
2021-03-01 | WTK_LV | Simple method region | 165820.3461 | 0.2048 | 33960.0069 | MERI | 0.41639 | 14140.731 | Simple method | 12360.558
2021-03-01 | WTK_LV | Simple method region | 165820.3461 | 0.2048 | 33960.0069 | METH | 0 | 0 | Simple method | 0
2021-03-01 | WTK_LV | Simple method region | 165820.3461 | 0.2048 | 33960.0069 | MPOW | 9.3602e-18 | 3.1787e-13 | Simple method | 2.7785e-13
2021-03-01 | WTK_LV | Simple method region | 165820.3461 | 0.2048 | 33960.0069 | MRPL | 0.0027234 | 92.4855 | Simple method | 80.8426
2021-03-01 | WTK_LV | Simple method region | 165820.3461 | 0.2048 | 33960.0069 | MSVP | 0.00073609 | 24.9977 | Simple method | 21.8507
2021-03-01 | WTK_LV | Simple method region | 165820.3461 | 0.2048 | 33960.0069 | NAPA | 0.0011225 | 38.1195 | Simple method | 33.3207
2021-03-01 | WTK_LV | Simple method region | 165820.3461 | 0.2048 | 33960.0069 | NELS | 0 | 0 | Simple method | 0
2021-03-01 | WTK_LV | Simple method region | 165820.3461 | 0.2048 | 33960.0069 | NPOW | 0 | 0 | Simple method | 0
2021-03-01 | WTK_LV | Simple method region | 165820.3461 | 0.2048 | 33960.0069 | NTRG | 0.00068584 | 23.2911 | Simple method | 20.359
2021-03-01 | WTK_LV | Simple method region | 165820.3461 | 0.2048 | 33960.0069 | NZAS | 0 | 0 | Simple method | 0
2021-03-01 | WTK_LV | Simple method region | 165820.3461 | 0.2048 | 33960.0069 | NZST | 3.1162e-15 | 1.0583e-10 | Simple method | 9.2503e-11
2021-03-01 | WTK_LV | Simple method region | 165820.3461 | 0.2048 | 33960.0069 | OMVP | 0 | 0 | Simple method | 0
2021-03-01 | WTK_LV | Simple method region | 165820.3461 | 0.2048 | 33960.0069 | ORON | 7.466e-12 | 2.5354e-07 | Simple method | 2.2163e-07
2021-03-01 | WTK_LV | Simple method region | 165820.3461 | 0.2048 | 33960.0069 | PANP | 0 | 0 | Simple method | 0
2021-03-01 | WTK_LV | Simple method region | 165820.3461 | 0.2048 | 33960.0069 | POCO | 6.6146e-06 | 0.22463 | Simple method | 0.19635
2021-03-01 | WTK_LV | Simple method region | 165820.3461 | 0.2048 | 33960.0069 | POWN | 0.00056065 | 19.0396 | Simple method | 16.6427
2021-03-01 | WTK_LV | Simple method region | 165820.3461 | 0.2048 | 33960.0069 | RAYN | 0 | 0 | Simple method | 0
2021-03-01 | WTK_LV | Simple method region | 165820.3461 | 0.2048 | 33960.0069 | SCAN | 0 | 0 | Simple method | 0
2021-03-01 | WTK_LV | Simple method region | 165820.3461 | 0.2048 | 33960.0069 | SCGL | 2.3362e-14 | 7.9337e-10 | Simple method | 6.9349e-10
2021-03-01 | WTK_LV | Simple method region | 165820.3461 | 0.2048 | 33960.0069 | SHPK | 0 | 0 | Simple method | 0
2021-03-01 | WTK_LV | Simple method region | 165820.3461 | 0.2048 | 33960.0069 | SKOG | 0.00013614 | 4.6234 | Simple method | 4.0414
2021-03-01 | WTK_LV | Simple method region | 165820.3461 | 0.2048 | 33960.0069 | SOLE | 0 | 0 | Simple method | 0
2021-03-01 | WTK_LV | Simple method region | 165820.3461 | 0.2048 | 33960.0069 | SOU2 | 1.4598e-05 | 0.49575 | Simple method | 0.43334
2021-03-01 | WTK_LV | Simple method region | 165820.3461 | 0.2048 | 33960.0069 | TARW | 0.00041927 | 14.2385 | Simple method | 12.446
2021-03-01 | WTK_LV | Simple method region | 165820.3461 | 0.2048 | 33960.0069 | TASM | 5.9778e-11 | 2.0301e-06 | Simple method | 1.7745e-06
2021-03-01 | WTK_LV | Simple method region | 165820.3461 | 0.2048 | 33960.0069 | TBOP | 4.1699e-06 | 0.14161 | Simple method | 0.12378
2021-03-01 | WTK_LV | Simple method region | 165820.3461 | 0.2048 | 33960.0069 | TOD3 | 2.1898e-05 | 0.74366 | Simple method | 0.65004
2021-03-01 | WTK_LV | Simple method region | 165820.3461 | 0.2048 | 33960.0069 | TOPE | 0 | 0 | Simple method | 0
2021-03-01 | WTK_LV | Simple method region | 165820.3461 | 0.2048 | 33960.0069 | TRNZ | 2.9933e-07 | 0.010165 | Simple method | 0.0088856
2021-03-01 | WTK_LV | Simple method region | 165820.3461 | 0.2048 | 33960.0069 | TRUG | 9.9443e-05 | 3.3771 | Simple method | 2.9519
2021-03-01 | WTK_LV | Simple method region | 165820.3461 | 0.2048 | 33960.0069 | UNET | 9.5504e-05 | 3.2433 | Simple method | 2.835
2021-03-01 | WTK_LV | Simple method region | 165820.3461 | 0.2048 | 33960.0069 | UNIS | 0.00021792 | 7.4005 | Simple method | 6.4688
2021-03-01 | WTK_LV | Simple method region | 165820.3461 | 0.2048 | 33960.0069 | VECT | 0 | 0 | Simple method | 0
2021-03-01 | WTK_LV | Simple method region | 165820.3461 | 0.2048 | 33960.0069 | WAIP | 0 | 0 | Simple method | 0
2021-03-01 | WTK_LV | Simple method region | 165820.3461 | 0.2048 | 33960.0069 | WATA | 0.29393 | 9981.7452 | Simple method | 8725.1459
2021-03-01 | WTK_LV | Simple method region | 165820.3461 | 0.2048 | 33960.0069 | WAV1 | 0.00043104 | 14.6383 | Simple method | 12.7955
2021-03-01 | WTK_LV | Simple method region | 165820.3461 | 0.2048 | 33960.0069 | WELE | 8.4747e-05 | 2.878 | Simple method | 2.5157
2021-03-01 | WTK_LV | Simple method region | 165820.3461 | 0.2048 | 33960.0069 | WNST | 0 | 0 | Simple method | 0
2021-03-01 | WTK_LV | Simple method region | 165820.3461 | 0.2048 | 33960.0069 | WPOW | 7.196e-13 | 2.4437e-08 | Simple method | 2.1361e-08
2021-03-01 | WTK_LV | Simple method region | 165820.3461 | 0.2048 | 33960.0069 | WTOM | 1.7904e-07 | 0.00608 | Simple method | 0.0053146
2020-04-01 | WTN_LV | Simple method region | 13809.8418 | 2.1412 | 29569.6333 | ALPE | 1.6315e-07 | 0.0048244 | Simple method | 0.0042171
2020-04-01 | WTN_LV | Simple method region | 13809.8418 | 2.1412 | 29569.6333 | BUEL | 7.8533e-09 | 0.00023222 | Simple method | 0.00020298
2020-04-01 | WTN_LV | Simple method region | 13809.8418 | 2.1412 | 29569.6333 | CHBP | 0.00051658 | 15.275 | Simple method | 13.3521
2020-04-01 | WTN_LV | Simple method region | 13809.8418 | 2.1412 | 29569.6333 | COUP | 0.00010195 | 3.0146 | Simple method | 2.6351
2020-04-01 | WTN_LV | Simple method region | 13809.8418 | 2.1412 | 29569.6333 | CTCT | 0.090981 | 2690.2687 | Simple method | 2351.5915
2020-04-01 | WTN_LV | Simple method region | 13809.8418 | 2.1412 | 29569.6333 | DUNE | 9.0357e-05 | 2.6718 | Simple method | 2.3355
2020-04-01 | WTN_LV | Simple method region | 13809.8418 | 2.1412 | 29569.6333 | EASH | 8.8887e-08 | 0.0026284 | Simple method | 0.0022975
2020-04-01 | WTN_LV | Simple method region | 13809.8418 | 2.1412 | 29569.6333 | EAST | 1.2825e-07 | 0.0037922 | Simple method | 0.0033148
2020-04-01 | WTN_LV | Simple method region | 13809.8418 | 2.1412 | 29569.6333 | GENE | 0.10799 | 3193.1726 | Simple method | 2791.185
2020-04-01 | WTN_LV | Simple method region | 13809.8418 | 2.1412 | 29569.6333 | HORO | 0.00049188 | 14.5448 | Simple method | 12.7137
2020-04-01 | WTN_LV | Simple method region | 13809.8418 | 2.1412 | 29569.6333 | HRZE | 3.6916e-05 | 1.0916 | Simple method | 0.95418
2020-04-01 | WTN_LV | Simple method region | 13809.8418 | 2.1412 | 29569.6333 | KIWI | 0.00098938 | 29.2555 | Simple method | 25.5725
2020-04-01 | WTN_LV | Simple method region | 13809.8418 | 2.1412 | 29569.6333 | KUPE | 0.00026813 | 7.9284 | Simple method | 6.9303
2020-04-01 | WTN_LV | Simple method region | 13809.8418 | 2.1412 | 29569.6333 | MARL | 7.5679e-08 | 0.0022378 | Simple method | 0.0019561
2020-04-01 | WTN_LV | Simple method region | 13809.8418 | 2.1412 | 29569.6333 | MELT | 0.0016638 | 49.1983 | Simple method | 43.0048
2020-04-01 | WTN_LV | Simple method region | 13809.8418 | 2.1412 | 29569.6333 | MELW | 0.11125 | 3289.5262 | Simple method | 2875.4086
2020-04-01 | WTN_LV | Simple method region | 13809.8418 | 2.1412 | 29569.6333 | MERI | 0.049711 | 1469.9316 | Simple method | 1284.8823
2020-04-01 | WTN_LV | Simple method region | 13809.8418 | 2.1412 | 29569.6333 | METH | 0.00021695 | 6.4152 | Simple method | 5.6076
2020-04-01 | WTN_LV | Simple method region | 13809.8418 | 2.1412 | 29569.6333 | MPOW | 1.0289e-07 | 0.0030423 | Simple method | 0.0026593
2020-04-01 | WTN_LV | Simple method region | 13809.8418 | 2.1412 | 29569.6333 | MRPL | 0.054455 | 1610.2078 | Simple method | 1407.4992
2020-04-01 | WTN_LV | Simple method region | 13809.8418 | 2.1412 | 29569.6333 | MSVP | 0.014888 | 440.2457 | Simple method | 384.8232
2020-04-01 | WTN_LV | Simple method region | 13809.8418 | 2.1412 | 29569.6333 | NAPA | 0.022704 | 671.3408 | Simple method | 586.8259
2020-04-01 | WTN_LV | Simple method region | 13809.8418 | 2.1412 | 29569.6333 | NELS | 9.313e-09 | 0.00027538 | Simple method | 0.00024071
2020-04-01 | WTN_LV | Simple method region | 13809.8418 | 2.1412 | 29569.6333 | NPOW | 9.6304e-07 | 0.028477 | Simple method | 0.024892
2020-04-01 | WTN_LV | Simple method region | 13809.8418 | 2.1412 | 29569.6333 | NTRG | 0.013872 | 410.1906 | Simple method | 358.5518
2020-04-01 | WTN_LV | Simple method region | 13809.8418 | 2.1412 | 29569.6333 | NZAS | 2.4352e-07 | 0.0072008 | Simple method | 0.0062943
2020-04-01 | WTN_LV | Simple method region | 13809.8418 | 2.1412 | 29569.6333 | NZST | 2.7097e-07 | 0.0080124 | Simple method | 0.0070038
2020-04-01 | WTN_LV | Simple method region | 13809.8418 | 2.1412 | 29569.6333 | OMVP | 0.00034822 | 10.2966 | Simple method | 9.0004
2020-04-01 | WTN_LV | Simple method region | 13809.8418 | 2.1412 | 29569.6333 | ORON | 5.4918e-07 | 0.016239 | Simple method | 0.014195
2020-04-01 | WTN_LV | Simple method region | 13809.8418 | 2.1412 | 29569.6333 | PANP | 2.9393e-07 | 0.0086915 | Simple method | 0.0075973
2020-04-01 | WTN_LV | Simple method region | 13809.8418 | 2.1412 | 29569.6333 | POCO | 0.05973 | 1766.192 | Simple method | 1543.8465
2020-04-01 | WTN_LV | Simple method region | 13809.8418 | 2.1412 | 29569.6333 | POWN | 8.1703e-05 | 2.4159 | Simple method | 2.1118
2020-04-01 | WTN_LV | Simple method region | 13809.8418 | 2.1412 | 29569.6333 | RAYN | 1.2518e-09 | 3.7015e-05 | Simple method | 3.2355e-05
2020-04-01 | WTN_LV | Simple method region | 13809.8418 | 2.1412 | 29569.6333 | SCAN | 0.00036189 | 10.7009 | Simple method | 9.3537
2020-04-01 | WTN_LV | Simple method region | 13809.8418 | 2.1412 | 29569.6333 | SCGL | 1.802e-07 | 0.0053283 | Simple method | 0.0046575
2020-04-01 | WTN_LV | Simple method region | 13809.8418 | 2.1412 | 29569.6333 | SHPK | 2.4301e-10 | 7.1858e-06 | Simple method | 6.2811e-06
2020-04-01 | WTN_LV | Simple method region | 13809.8418 | 2.1412 | 29569.6333 | SKOG | 0.0011615 | 34.3462 | Simple method | 30.0223
2020-04-01 | WTN_LV | Simple method region | 13809.8418 | 2.1412 | 29569.6333 | SOLE | 5.1652e-12 | 1.5273e-07 | Simple method | 1.3351e-07
2020-04-01 | WTN_LV | Simple method region | 13809.8418 | 2.1412 | 29569.6333 | SOU2 | 0.00012452 | 3.6821 | Simple method | 3.2186
2020-04-01 | WTN_LV | Simple method region | 13809.8418 | 2.1412 | 29569.6333 | TARW | 0.0084804 | 250.7615 | Simple method | 219.1932
2020-04-01 | WTN_LV | Simple method region | 13809.8418 | 2.1412 | 29569.6333 | TASM | 1.1346e-07 | 0.003355 | Simple method | 0.0029326
2020-04-01 | WTN_LV | Simple method region | 13809.8418 | 2.1412 | 29569.6333 | TBOP | 0.00087528 | 25.8816 | Simple method | 22.6234
2020-04-01 | WTN_LV | Simple method region | 13809.8418 | 2.1412 | 29569.6333 | TOD3 | 0.0046016 | 136.0681 | Simple method | 118.9385
2020-04-01 | WTN_LV | Simple method region | 13809.8418 | 2.1412 | 29569.6333 | TOPE | 1.0354e-07 | 0.0030618 | Simple method | 0.0026763
2020-04-01 | WTN_LV | Simple method region | 13809.8418 | 2.1412 | 29569.6333 | TRNZ | 6.0802e-06 | 0.17979 | Simple method | 0.15716
2020-04-01 | WTN_LV | Simple method region | 13809.8418 | 2.1412 | 29569.6333 | TRUG | 0.0010969 | 32.4336 | Simple method | 28.3505
2020-04-01 | WTN_LV | Simple method region | 13809.8418 | 2.1412 | 29569.6333 | UNET | 0.43764 | 12940.757 | Simple method | 11311.6485
2020-04-01 | WTN_LV | Simple method region | 13809.8418 | 2.1412 | 29569.6333 | UNIS | 0.0044082 | 130.3475 | Simple method | 113.9381
2020-04-01 | WTN_LV | Simple method region | 13809.8418 | 2.1412 | 29569.6333 | VECT | 1.0471e-05 | 0.30963 | Simple method | 0.27065
2020-04-01 | WTN_LV | Simple method region | 13809.8418 | 2.1412 | 29569.6333 | WAIP | 0.0001016 | 3.0044 | Simple method | 2.6262
2020-04-01 | WTN_LV | Simple method region | 13809.8418 | 2.1412 | 29569.6333 | WATA | 6.5156e-08 | 0.0019266 | Simple method | 0.0016841
2020-04-01 | WTN_LV | Simple method region | 13809.8418 | 2.1412 | 29569.6333 | WAV1 | 0.0087185 | 257.8015 | Simple method | 225.3469
2020-04-01 | WTN_LV | Simple method region | 13809.8418 | 2.1412 | 29569.6333 | WELE | 0.0017442 | 51.5747 | Simple method | 45.082
2020-04-01 | WTN_LV | Simple method region | 13809.8418 | 2.1412 | 29569.6333 | WNST | 1.3536e-07 | 0.0040025 | Simple method | 0.0034986
2020-04-01 | WTN_LV | Simple method region | 13809.8418 | 2.1412 | 29569.6333 | WPOW | 2.2673e-08 | 0.00067043 | Simple method | 0.00058603
2020-04-01 | WTN_LV | Simple method region | 13809.8418 | 2.1412 | 29569.6333 | WTOM | 0.00028735 | 8.4969 | Simple method | 7.4272
2020-05-01 | WTN_LV | Simple method region | 109665.4125 | 0.3989 | 43745.533 | ALPE | 1.6315e-07 | 0.0071373 | Simple method | 0.0062388
2020-05-01 | WTN_LV | Simple method region | 109665.4125 | 0.3989 | 43745.533 | BUEL | 7.8533e-09 | 0.00034355 | Simple method | 0.0003003
2020-05-01 | WTN_LV | Simple method region | 109665.4125 | 0.3989 | 43745.533 | CHBP | 0.00051658 | 22.598 | Simple method | 19.7532
2020-05-01 | WTN_LV | Simple method region | 109665.4125 | 0.3989 | 43745.533 | COUP | 0.00010195 | 4.4598 | Simple method | 3.8984
2020-05-01 | WTN_LV | Simple method region | 109665.4125 | 0.3989 | 43745.533 | CTCT | 0.090981 | 3980.0034 | Simple method | 3478.9618
2020-05-01 | WTN_LV | Simple method region | 109665.4125 | 0.3989 | 43745.533 | DUNE | 9.0357e-05 | 3.9527 | Simple method | 3.4551
2020-05-01 | WTN_LV | Simple method region | 109665.4125 | 0.3989 | 43745.533 | EASH | 8.8887e-08 | 0.0038884 | Simple method | 0.0033989
2020-05-01 | WTN_LV | Simple method region | 109665.4125 | 0.3989 | 43745.533 | EAST | 1.2825e-07 | 0.0056103 | Simple method | 0.004904
2020-05-01 | WTN_LV | Simple method region | 109665.4125 | 0.3989 | 43745.533 | GENE | 0.10799 | 4724.0031 | Simple method | 4129.2996
2020-05-01 | WTN_LV | Simple method region | 109665.4125 | 0.3989 | 43745.533 | HORO | 0.00049188 | 21.5176 | Simple method | 18.8088
2020-05-01 | WTN_LV | Simple method region | 109665.4125 | 0.3989 | 43745.533 | HRZE | 3.6916e-05 | 1.6149 | Simple method | 1.4116
2020-05-01 | WTN_LV | Simple method region | 109665.4125 | 0.3989 | 43745.533 | KIWI | 0.00098938 | 43.2808 | Simple method | 37.8322
2020-05-01 | WTN_LV | Simple method region | 109665.4125 | 0.3989 | 43745.533 | KUPE | 0.00026813 | 11.7293 | Simple method | 10.2527
2020-05-01 | WTN_LV | Simple method region | 109665.4125 | 0.3989 | 43745.533 | MARL | 7.5679e-08 | 0.0033106 | Simple method | 0.0028938
2020-05-01 | WTN_LV | Simple method region | 109665.4125 | 0.3989 | 43745.533 | MELT | 0.0016638 | 72.7844 | Simple method | 63.6216
2020-05-01 | WTN_LV | Simple method region | 109665.4125 | 0.3989 | 43745.533 | MELW | 0.11125 | 4866.5493 | Simple method | 4253.9007
2020-05-01 | WTN_LV | Simple method region | 109665.4125 | 0.3989 | 43745.533 | MERI | 0.049711 | 2174.6277 | Simple method | 1900.8644
2020-05-01 | WTN_LV | Simple method region | 109665.4125 | 0.3989 | 43745.533 | METH | 0.00021695 | 9.4908 | Simple method | 8.296
2020-05-01 | WTN_LV | Simple method region | 109665.4125 | 0.3989 | 43745.533 | MPOW | 1.0289e-07 | 0.0045008 | Simple method | 0.0039342
2020-05-01 | WTN_LV | Simple method region | 109665.4125 | 0.3989 | 43745.533 | MRPL | 0.054455 | 2382.1533 | Simple method | 2082.2646
2020-05-01 | WTN_LV | Simple method region | 109665.4125 | 0.3989 | 43745.533 | MSVP | 0.014888 | 651.3027 | Simple method | 569.3103
2020-05-01 | WTN_LV | Simple method region | 109665.4125 | 0.3989 | 43745.533 | NAPA | 0.022704 | 993.1865 | Simple method | 868.1545
2020-05-01 | WTN_LV | Simple method region | 109665.4125 | 0.3989 | 43745.533 | NELS | 9.313e-09 | 0.0004074 | Simple method | 0.00035611
2020-05-01 | WTN_LV | Simple method region | 109665.4125 | 0.3989 | 43745.533 | NPOW | 9.6304e-07 | 0.042129 | Simple method | 0.036825
2020-05-01 | WTN_LV | Simple method region | 109665.4125 | 0.3989 | 43745.533 | NTRG | 0.013872 | 606.8389 | Simple method | 530.4441
2020-05-01 | WTN_LV | Simple method region | 109665.4125 | 0.3989 | 43745.533 | NZAS | 2.4352e-07 | 0.010653 | Simple method | 0.0093119
2020-05-01 | WTN_LV | Simple method region | 109665.4125 | 0.3989 | 43745.533 | NZST | 2.7097e-07 | 0.011854 | Simple method | 0.010361
2020-05-01 | WTN_LV | Simple method region | 109665.4125 | 0.3989 | 43745.533 | OMVP | 0.00034822 | 15.2329 | Simple method | 13.3152
2020-05-01 | WTN_LV | Simple method region | 109665.4125 | 0.3989 | 43745.533 | ORON | 5.4918e-07 | 0.024024 | Simple method | 0.021
2020-05-01 | WTN_LV | Simple method region | 109665.4125 | 0.3989 | 43745.533 | PANP | 2.9393e-07 | 0.012858 | Simple method | 0.01124
2020-05-01 | WTN_LV | Simple method region | 109665.4125 | 0.3989 | 43745.533 | POCO | 0.05973 | 2612.9174 | Simple method | 2283.9779
2020-05-01 | WTN_LV | Simple method region | 109665.4125 | 0.3989 | 43745.533 | POWN | 8.1703e-05 | 3.5741 | Simple method | 3.1242
2020-05-01 | WTN_LV | Simple method region | 109665.4125 | 0.3989 | 43745.533 | RAYN | 1.2518e-09 | 5.4761e-05 | Simple method | 4.7867e-05
2020-05-01 | WTN_LV | Simple method region | 109665.4125 | 0.3989 | 43745.533 | SCAN | 0.00036189 | 15.831 | Simple method | 13.838
2020-05-01 | WTN_LV | Simple method region | 109665.4125 | 0.3989 | 43745.533 | SCGL | 1.802e-07 | 0.0078827 | Simple method | 0.0068904
2020-05-01 | WTN_LV | Simple method region | 109665.4125 | 0.3989 | 43745.533 | SHPK | 2.4301e-10 | 1.0631e-05 | Simple method | 9.2924e-06
2020-05-01 | WTN_LV | Simple method region | 109665.4125 | 0.3989 | 43745.533 | SKOG | 0.0011615 | 50.812 | Simple method | 44.4152
2020-05-01 | WTN_LV | Simple method region | 109665.4125 | 0.3989 | 43745.533 | SOLE | 5.1652e-12 | 2.2595e-07 | Simple method | 1.9751e-07
2020-05-01 | WTN_LV | Simple method region | 109665.4125 | 0.3989 | 43745.533 | SOU2 | 0.00012452 | 5.4474 | Simple method | 4.7616
2020-05-01 | WTN_LV | Simple method region | 109665.4125 | 0.3989 | 43745.533 | TARW | 0.0084804 | 370.9785 | Simple method | 324.2761
2020-05-01 | WTN_LV | Simple method region | 109665.4125 | 0.3989 | 43745.533 | TASM | 1.1346e-07 | 0.0049634 | Simple method | 0.0043385
2020-05-01 | WTN_LV | Simple method region | 109665.4125 | 0.3989 | 43745.533 | TBOP | 0.00087528 | 38.2894 | Simple method | 33.4692
2020-05-01 | WTN_LV | Simple method region | 109665.4125 | 0.3989 | 43745.533 | TOD3 | 0.0046016 | 201.3001 | Simple method | 175.9585
2020-05-01 | WTN_LV | Simple method region | 109665.4125 | 0.3989 | 43745.533 | TOPE | 1.0354e-07 | 0.0045296 | Simple method | 0.0039594
2020-05-01 | WTN_LV | Simple method region | 109665.4125 | 0.3989 | 43745.533 | TRNZ | 6.0802e-06 | 0.26598 | Simple method | 0.2325
2020-05-01 | WTN_LV | Simple method region | 109665.4125 | 0.3989 | 43745.533 | TRUG | 0.0010969 | 47.9825 | Simple method | 41.942
2020-05-01 | WTN_LV | Simple method region | 109665.4125 | 0.3989 | 43745.533 | UNET | 0.43764 | 19144.6511 | Simple method | 16734.536
2020-05-01 | WTN_LV | Simple method region | 109665.4125 | 0.3989 | 43745.533 | UNIS | 0.0044082 | 192.837 | Simple method | 168.5608
2020-05-01 | WTN_LV | Simple method region | 109665.4125 | 0.3989 | 43745.533 | VECT | 1.0471e-05 | 0.45807 | Simple method | 0.4004
2020-05-01 | WTN_LV | Simple method region | 109665.4125 | 0.3989 | 43745.533 | WAIP | 0.0001016 | 4.4447 | Simple method | 3.8852
2020-05-01 | WTN_LV | Simple method region | 109665.4125 | 0.3989 | 43745.533 | WATA | 6.5156e-08 | 0.0028503 | Simple method | 0.0024915
2020-05-01 | WTN_LV | Simple method region | 109665.4125 | 0.3989 | 43745.533 | WAV1 | 0.0087185 | 381.3935 | Simple method | 333.3799
2020-05-01 | WTN_LV | Simple method region | 109665.4125 | 0.3989 | 43745.533 | WELE | 0.0017442 | 76.3 | Simple method | 66.6946
2020-05-01 | WTN_LV | Simple method region | 109665.4125 | 0.3989 | 43745.533 | WNST | 1.3536e-07 | 0.0059213 | Simple method | 0.0051759
2020-05-01 | WTN_LV | Simple method region | 109665.4125 | 0.3989 | 43745.533 | WPOW | 2.2673e-08 | 0.00099184 | Simple method | 0.00086698
2020-05-01 | WTN_LV | Simple method region | 109665.4125 | 0.3989 | 43745.533 | WTOM | 0.00028735 | 12.5703 | Simple method | 10.9878
2020-06-01 | WTN_LV | Simple method region | 157468.3036 | 0.4449 | 70057.6483 | ALPE | 1.6315e-07 | 0.01143 | Simple method | 0.0099913
2020-06-01 | WTN_LV | Simple method region | 157468.3036 | 0.4449 | 70057.6483 | BUEL | 7.8533e-09 | 0.00055018 | Simple method | 0.00048092
2020-06-01 | WTN_LV | Simple method region | 157468.3036 | 0.4449 | 70057.6483 | CHBP | 0.00051658 | 36.1903 | Simple method | 31.6343
2020-06-01 | WTN_LV | Simple method region | 157468.3036 | 0.4449 | 70057.6483 | COUP | 0.00010195 | 7.1423 | Simple method | 6.2432
2020-06-01 | WTN_LV | Simple method region | 157468.3036 | 0.4449 | 70057.6483 | CTCT | 0.090981 | 6373.9005 | Simple method | 5571.4918
2020-06-01 | WTN_LV | Simple method region | 157468.3036 | 0.4449 | 70057.6483 | DUNE | 9.0357e-05 | 6.3302 | Simple method | 5.5333
2020-06-01 | WTN_LV | Simple method region | 157468.3036 | 0.4449 | 70057.6483 | EASH | 8.8887e-08 | 0.0062272 | Simple method | 0.0054433
2020-06-01 | WTN_LV | Simple method region | 157468.3036 | 0.4449 | 70057.6483 | EAST | 1.2825e-07 | 0.0089847 | Simple method | 0.0078536
2020-06-01 | WTN_LV | Simple method region | 157468.3036 | 0.4449 | 70057.6483 | GENE | 0.10799 | 7565.402 | Simple method | 6612.9956
2020-06-01 | WTN_LV | Simple method region | 157468.3036 | 0.4449 | 70057.6483 | HORO | 0.00049188 | 34.4601 | Simple method | 30.1219
2020-06-01 | WTN_LV | Simple method region | 157468.3036 | 0.4449 | 70057.6483 | HRZE | 3.6916e-05 | 2.5863 | Simple method | 2.2607
2020-06-01 | WTN_LV | Simple method region | 157468.3036 | 0.4449 | 70057.6483 | KIWI | 0.00098938 | 69.3134 | Simple method | 60.5876
2020-06-01 | WTN_LV | Simple method region | 157468.3036 | 0.4449 | 70057.6483 | KUPE | 0.00026813 | 18.7843 | Simple method | 16.4195
2020-06-01 | WTN_LV | Simple method region | 157468.3036 | 0.4449 | 70057.6483 | MARL | 7.5679e-08 | 0.0053019 | Simple method | 0.0046344
2020-06-01 | WTN_LV | Simple method region | 157468.3036 | 0.4449 | 70057.6483 | MELT | 0.0016638 | 116.5628 | Simple method | 101.8887
2020-06-01 | WTN_LV | Simple method region | 157468.3036 | 0.4449 | 70057.6483 | MELW | 0.11125 | 7793.6872 | Simple method | 6812.5419
2020-06-01 | WTN_LV | Simple method region | 157468.3036 | 0.4449 | 70057.6483 | MERI | 0.049711 | 3482.6253 | Simple method | 3044.1985
2020-06-01 | WTN_LV | Simple method region | 157468.3036 | 0.4449 | 70057.6483 | METH | 0.00021695 | 15.1993 | Simple method | 13.2858
2020-06-01 | WTN_LV | Simple method region | 157468.3036 | 0.4449 | 70057.6483 | MPOW | 1.0289e-07 | 0.007208 | Simple method | 0.0063006
2020-06-01 | WTN_LV | Simple method region | 157468.3036 | 0.4449 | 70057.6483 | MRPL | 0.054455 | 3814.9737 | Simple method | 3334.7076
2020-06-01 | WTN_LV | Simple method region | 157468.3036 | 0.4449 | 70057.6483 | MSVP | 0.014888 | 1043.049 | Simple method | 911.7398
2020-06-01 | WTN_LV | Simple method region | 157468.3036 | 0.4449 | 70057.6483 | NAPA | 0.022704 | 1590.5695 | Simple method | 1390.3332
2020-06-01 | WTN_LV | Simple method region | 157468.3036 | 0.4449 | 70057.6483 | NELS | 9.313e-09 | 0.00065245 | Simple method | 0.00057031
2020-06-01 | WTN_LV | Simple method region | 157468.3036 | 0.4449 | 70057.6483 | NPOW | 9.6304e-07 | 0.067468 | Simple method | 0.058975
2020-06-01 | WTN_LV | Simple method region | 157468.3036 | 0.4449 | 70057.6483 | NTRG | 0.013872 | 971.8412 | Simple method | 849.4963
2020-06-01 | WTN_LV | Simple method region | 157468.3036 | 0.4449 | 70057.6483 | NZAS | 2.4352e-07 | 0.017061 | Simple method | 0.014913
2020-06-01 | WTN_LV | Simple method region | 157468.3036 | 0.4449 | 70057.6483 | NZST | 2.7097e-07 | 0.018983 | Simple method | 0.016594
2020-06-01 | WTN_LV | Simple method region | 157468.3036 | 0.4449 | 70057.6483 | OMVP | 0.00034822 | 24.3952 | Simple method | 21.3241
2020-06-01 | WTN_LV | Simple method region | 157468.3036 | 0.4449 | 70057.6483 | ORON | 5.4918e-07 | 0.038474 | Simple method | 0.033631
2020-06-01 | WTN_LV | Simple method region | 157468.3036 | 0.4449 | 70057.6483 | PANP | 2.9393e-07 | 0.020592 | Simple method | 0.018
2020-06-01 | WTN_LV | Simple method region | 157468.3036 | 0.4449 | 70057.6483 | POCO | 0.05973 | 4184.538 | Simple method | 3657.7476
2020-06-01 | WTN_LV | Simple method region | 157468.3036 | 0.4449 | 70057.6483 | POWN | 8.1703e-05 | 5.7239 | Simple method | 5.0033
2020-06-01 | WTN_LV | Simple method region | 157468.3036 | 0.4449 | 70057.6483 | RAYN | 1.2518e-09 | 8.7698e-05 | Simple method | 7.6658e-05
2020-06-01 | WTN_LV | Simple method region | 157468.3036 | 0.4449 | 70057.6483 | SCAN | 0.00036189 | 25.353 | Simple method | 22.1613
2020-06-01 | WTN_LV | Simple method region | 157468.3036 | 0.4449 | 70057.6483 | SCGL | 1.802e-07 | 0.012624 | Simple method | 0.011035
2020-06-01 | WTN_LV | Simple method region | 157468.3036 | 0.4449 | 70057.6483 | SHPK | 2.4301e-10 | 1.7025e-05 | Simple method | 1.4882e-05
2020-06-01 | WTN_LV | Simple method region | 157468.3036 | 0.4449 | 70057.6483 | SKOG | 0.0011615 | 81.3744 | Simple method | 71.1302
2020-06-01 | WTN_LV | Simple method region | 157468.3036 | 0.4449 | 70057.6483 | SOLE | 5.1652e-12 | 3.6186e-07 | Simple method | 3.1631e-07
2020-06-01 | WTN_LV | Simple method region | 157468.3036 | 0.4449 | 70057.6483 | SOU2 | 0.00012452 | 8.7239 | Simple method | 7.6256
2020-06-01 | WTN_LV | Simple method region | 157468.3036 | 0.4449 | 70057.6483 | TARW | 0.0084804 | 594.1151 | Simple method | 519.3221
2020-06-01 | WTN_LV | Simple method region | 157468.3036 | 0.4449 | 70057.6483 | TASM | 1.1346e-07 | 0.0079488 | Simple method | 0.0069481
2020-06-01 | WTN_LV | Simple method region | 157468.3036 | 0.4449 | 70057.6483 | TBOP | 0.00087528 | 61.3198 | Simple method | 53.6002
2020-06-01 | WTN_LV | Simple method region | 157468.3036 | 0.4449 | 70057.6483 | TOD3 | 0.0046016 | 322.3783 | Simple method | 281.7942
2020-06-01 | WTN_LV | Simple method region | 157468.3036 | 0.4449 | 70057.6483 | TOPE | 1.0354e-07 | 0.0072541 | Simple method | 0.0063409
2020-06-01 | WTN_LV | Simple method region | 157468.3036 | 0.4449 | 70057.6483 | TRNZ | 6.0802e-06 | 0.42596 | Simple method | 0.37234
2020-06-01 | WTN_LV | Simple method region | 157468.3036 | 0.4449 | 70057.6483 | TRUG | 0.0010969 | 76.8431 | Simple method | 67.1693
2020-06-01 | WTN_LV | Simple method region | 157468.3036 | 0.4449 | 70057.6483 | UNET | 0.43764 | 30659.7987 | Simple method | 26800.0446
2020-06-01 | WTN_LV | Simple method region | 157468.3036 | 0.4449 | 70057.6483 | UNIS | 0.0044082 | 308.8249 | Simple method | 269.947
2020-06-01 | WTN_LV | Simple method region | 157468.3036 | 0.4449 | 70057.6483 | VECT | 1.0471e-05 | 0.73359 | Simple method | 0.64124
2020-06-01 | WTN_LV | Simple method region | 157468.3036 | 0.4449 | 70057.6483 | WAIP | 0.0001016 | 7.1182 | Simple method | 6.2221
2020-06-01 | WTN_LV | Simple method region | 157468.3036 | 0.4449 | 70057.6483 | WATA | 6.5156e-08 | 0.0045647 | Simple method | 0.00399
2020-06-01 | WTN_LV | Simple method region | 157468.3036 | 0.4449 | 70057.6483 | WAV1 | 0.0087185 | 610.7944 | Simple method | 533.9017
2020-06-01 | WTN_LV | Simple method region | 157468.3036 | 0.4449 | 70057.6483 | WELE | 0.0017442 | 122.193 | Simple method | 106.8102
2020-06-01 | WTN_LV | Simple method region | 157468.3036 | 0.4449 | 70057.6483 | WNST | 1.3536e-07 | 0.0094828 | Simple method | 0.0082891
2020-06-01 | WTN_LV | Simple method region | 157468.3036 | 0.4449 | 70057.6483 | WPOW | 2.2673e-08 | 0.0015884 | Simple method | 0.0013884
2020-06-01 | WTN_LV | Simple method region | 157468.3036 | 0.4449 | 70057.6483 | WTOM | 0.00028735 | 20.1311 | Simple method | 17.5968
2020-07-01 | WTN_LV | Simple method region | 153617.4833 | 0.5722 | 87899.9239 | ALPE | 1.6315e-07 | 0.014341 | Simple method | 0.012536
2020-07-01 | WTN_LV | Simple method region | 153617.4833 | 0.5722 | 87899.9239 | BUEL | 7.8533e-09 | 0.0006903 | Simple method | 0.0006034
2020-07-01 | WTN_LV | Simple method region | 153617.4833 | 0.5722 | 87899.9239 | CHBP | 0.00051658 | 45.4072 | Simple method | 39.6909
2020-07-01 | WTN_LV | Simple method region | 153617.4833 | 0.5722 | 87899.9239 | COUP | 0.00010195 | 8.9613 | Simple method | 7.8332
2020-07-01 | WTN_LV | Simple method region | 153617.4833 | 0.5722 | 87899.9239 | CTCT | 0.090981 | 7997.2049 | Simple method | 6990.4389
2020-07-01 | WTN_LV | Simple method region | 153617.4833 | 0.5722 | 87899.9239 | DUNE | 9.0357e-05 | 7.9424 | Simple method | 6.9425
2020-07-01 | WTN_LV | Simple method region | 153617.4833 | 0.5722 | 87899.9239 | EASH | 8.8887e-08 | 0.0078132 | Simple method | 0.0068296
2020-07-01 | WTN_LV | Simple method region | 153617.4833 | 0.5722 | 87899.9239 | EAST | 1.2825e-07 | 0.011273 | Simple method | 0.0098538
2020-07-01 | WTN_LV | Simple method region | 153617.4833 | 0.5722 | 87899.9239 | GENE | 0.10799 | 9492.158 | Simple method | 8297.1927
2020-07-01 | WTN_LV | Simple method region | 153617.4833 | 0.5722 | 87899.9239 | HORO | 0.00049188 | 43.2364 | Simple method | 37.7934
2020-07-01 | WTN_LV | Simple method region | 153617.4833 | 0.5722 | 87899.9239 | HRZE | 3.6916e-05 | 3.2449 | Simple method | 2.8364
2020-07-01 | WTN_LV | Simple method region | 153617.4833 | 0.5722 | 87899.9239 | KIWI | 0.00098938 | 86.9662 | Simple method | 76.018
2020-07-01 | WTN_LV | Simple method region | 153617.4833 | 0.5722 | 87899.9239 | KUPE | 0.00026813 | 23.5683 | Simple method | 20.6013
2020-07-01 | WTN_LV | Simple method region | 153617.4833 | 0.5722 | 87899.9239 | MARL | 7.5679e-08 | 0.0066522 | Simple method | 0.0058147
2020-07-01 | WTN_LV | Simple method region | 153617.4833 | 0.5722 | 87899.9239 | MELT | 0.0016638 | 146.249 | Simple method | 127.8378
2020-07-01 | WTN_LV | Simple method region | 153617.4833 | 0.5722 | 87899.9239 | MELW | 0.11125 | 9778.5827 | Simple method | 8547.5595
2020-07-01 | WTN_LV | Simple method region | 153617.4833 | 0.5722 | 87899.9239 | MERI | 0.049711 | 4369.58 | Simple method | 3819.4947
2020-07-01 | WTN_LV | Simple method region | 153617.4833 | 0.5722 | 87899.9239 | METH | 0.00021695 | 19.0702 | Simple method | 16.6695
2020-07-01 | WTN_LV | Simple method region | 153617.4833 | 0.5722 | 87899.9239 | MPOW | 1.0289e-07 | 0.0090437 | Simple method | 0.0079052
2020-07-01 | WTN_LV | Simple method region | 153617.4833 | 0.5722 | 87899.9239 | MRPL | 0.054455 | 4786.5709 | Simple method | 4183.9907
2020-07-01 | WTN_LV | Simple method region | 153617.4833 | 0.5722 | 87899.9239 | MSVP | 0.014888 | 1308.6926 | Simple method | 1143.9416
2020-07-01 | WTN_LV | Simple method region | 153617.4833 | 0.5722 | 87899.9239 | NAPA | 0.022704 | 1995.6557 | Simple method | 1744.4231
2020-07-01 | WTN_LV | Simple method region | 153617.4833 | 0.5722 | 87899.9239 | NELS | 9.313e-09 | 0.00081861 | Simple method | 0.00071556
2020-07-01 | WTN_LV | Simple method region | 153617.4833 | 0.5722 | 87899.9239 | NPOW | 9.6304e-07 | 0.084651 | Simple method | 0.073994
2020-07-01 | WTN_LV | Simple method region | 153617.4833 | 0.5722 | 87899.9239 | NTRG | 0.013872 | 1219.3496 | Simple method | 1065.846
2020-07-01 | WTN_LV | Simple method region | 153617.4833 | 0.5722 | 87899.9239 | NZAS | 2.4352e-07 | 0.021405 | Simple method | 0.018711
2020-07-01 | WTN_LV | Simple method region | 153617.4833 | 0.5722 | 87899.9239 | NZST | 2.7097e-07 | 0.023818 | Simple method | 0.02082
2020-07-01 | WTN_LV | Simple method region | 153617.4833 | 0.5722 | 87899.9239 | OMVP | 0.00034822 | 30.6082 | Simple method | 26.7549
2020-07-01 | WTN_LV | Simple method region | 153617.4833 | 0.5722 | 87899.9239 | ORON | 5.4918e-07 | 0.048273 | Simple method | 0.042196
2020-07-01 | WTN_LV | Simple method region | 153617.4833 | 0.5722 | 87899.9239 | PANP | 2.9393e-07 | 0.025837 | Simple method | 0.022584
2020-07-01 | WTN_LV | Simple method region | 153617.4833 | 0.5722 | 87899.9239 | POCO | 0.05973 | 5250.2558 | Simple method | 4589.3024
2020-07-01 | WTN_LV | Simple method region | 153617.4833 | 0.5722 | 87899.9239 | POWN | 8.1703e-05 | 7.1817 | Simple method | 6.2776
2020-07-01 | WTN_LV | Simple method region | 153617.4833 | 0.5722 | 87899.9239 | RAYN | 1.2518e-09 | 0.00011003 | Simple method | 9.6181e-05
2020-07-01 | WTN_LV | Simple method region | 153617.4833 | 0.5722 | 87899.9239 | SCAN | 0.00036189 | 31.8099 | Simple method | 27.8053
2020-07-01 | WTN_LV | Simple method region | 153617.4833 | 0.5722 | 87899.9239 | SCGL | 1.802e-07 | 0.015839 | Simple method | 0.013845
2020-07-01 | WTN_LV | Simple method region | 153617.4833 | 0.5722 | 87899.9239 | SHPK | 2.4301e-10 | 2.1361e-05 | Simple method | 1.8672e-05
2020-07-01 | WTN_LV | Simple method region | 153617.4833 | 0.5722 | 87899.9239 | SKOG | 0.0011615 | 102.0988 | Simple method | 89.2456
2020-07-01 | WTN_LV | Simple method region | 153617.4833 | 0.5722 | 87899.9239 | SOLE | 5.1652e-12 | 4.5402e-07 | Simple method | 3.9687e-07
2020-07-01 | WTN_LV | Simple method region | 153617.4833 | 0.5722 | 87899.9239 | SOU2 | 0.00012452 | 10.9457 | Simple method | 9.5677
2020-07-01 | WTN_LV | Simple method region | 153617.4833 | 0.5722 | 87899.9239 | TARW | 0.0084804 | 745.4242 | Simple method | 651.583
2020-07-01 | WTN_LV | Simple method region | 153617.4833 | 0.5722 | 87899.9239 | TASM | 1.1346e-07 | 0.0099732 | Simple method | 0.0087176
2020-07-01 | WTN_LV | Simple method region | 153617.4833 | 0.5722 | 87899.9239 | TBOP | 0.00087528 | 76.9367 | Simple method | 67.2511
2020-07-01 | WTN_LV | Simple method region | 153617.4833 | 0.5722 | 87899.9239 | TOD3 | 0.0046016 | 404.4816 | Simple method | 353.5615
2020-07-01 | WTN_LV | Simple method region | 153617.4833 | 0.5722 | 87899.9239 | TOPE | 1.0354e-07 | 0.0091016 | Simple method | 0.0079558
2020-07-01 | WTN_LV | Simple method region | 153617.4833 | 0.5722 | 87899.9239 | TRNZ | 6.0802e-06 | 0.53445 | Simple method | 0.46717
2020-07-01 | WTN_LV | Simple method region | 153617.4833 | 0.5722 | 87899.9239 | TRUG | 0.0010969 | 96.4134 | Simple method | 84.276
2020-07-01 | WTN_LV | Simple method region | 153617.4833 | 0.5722 | 87899.9239 | UNET | 0.43764 | 38468.2335 | Simple method | 33625.4776
2020-07-01 | WTN_LV | Simple method region | 153617.4833 | 0.5722 | 87899.9239 | UNIS | 0.0044082 | 387.4763 | Simple method | 338.697
2020-07-01 | WTN_LV | Simple method region | 153617.4833 | 0.5722 | 87899.9239 | VECT | 1.0471e-05 | 0.92042 | Simple method | 0.80455
2020-07-01 | WTN_LV | Simple method region | 153617.4833 | 0.5722 | 87899.9239 | WAIP | 0.0001016 | 8.931 | Simple method | 7.8067
2020-07-01 | WTN_LV | Simple method region | 153617.4833 | 0.5722 | 87899.9239 | WATA | 6.5156e-08 | 0.0057272 | Simple method | 0.0050062
2020-07-01 | WTN_LV | Simple method region | 153617.4833 | 0.5722 | 87899.9239 | WAV1 | 0.0087185 | 766.3515 | Simple method | 669.8757
2020-07-01 | WTN_LV | Simple method region | 153617.4833 | 0.5722 | 87899.9239 | WELE | 0.0017442 | 153.3131 | Simple method | 134.0126
2020-07-01 | WTN_LV | Simple method region | 153617.4833 | 0.5722 | 87899.9239 | WNST | 1.3536e-07 | 0.011898 | Simple method | 0.0104
2020-07-01 | WTN_LV | Simple method region | 153617.4833 | 0.5722 | 87899.9239 | WPOW | 2.2673e-08 | 0.001993 | Simple method | 0.0017421
2020-07-01 | WTN_LV | Simple method region | 153617.4833 | 0.5722 | 87899.9239 | WTOM | 0.00028735 | 25.2581 | Simple method | 22.0784
2020-08-01 | WTN_LV | Simple method region | 85716.2186 | 0.9035 | 77444.6035 | ALPE | 1.6315e-07 | 0.012635 | Simple method | 0.011045
2020-08-01 | WTN_LV | Simple method region | 85716.2186 | 0.9035 | 77444.6035 | BUEL | 7.8533e-09 | 0.00060819 | Simple method | 0.00053163
2020-08-01 | WTN_LV | Simple method region | 85716.2186 | 0.9035 | 77444.6035 | CHBP | 0.00051658 | 40.0062 | Simple method | 34.9699
2020-08-01 | WTN_LV | Simple method region | 85716.2186 | 0.9035 | 77444.6035 | COUP | 0.00010195 | 7.8954 | Simple method | 6.9014
2020-08-01 | WTN_LV | Simple method region | 85716.2186 | 0.9035 | 77444.6035 | CTCT | 0.090981 | 7045.9716 | Simple method | 6158.956
2020-08-01 | WTN_LV | Simple method region | 85716.2186 | 0.9035 | 77444.6035 | DUNE | 9.0357e-05 | 6.9977 | Simple method | 6.1168
2020-08-01 | WTN_LV | Simple method region | 85716.2186 | 0.9035 | 77444.6035 | EASH | 8.8887e-08 | 0.0068838 | Simple method | 0.0060172
2020-08-01 | WTN_LV | Simple method region | 85716.2186 | 0.9035 | 77444.6035 | EAST | 1.2825e-07 | 0.0099321 | Simple method | 0.0086817
2020-08-01 | WTN_LV | Simple method region | 85716.2186 | 0.9035 | 77444.6035 | GENE | 0.10799 | 8363.1063 | Simple method | 7310.2771
2020-08-01 | WTN_LV | Simple method region | 85716.2186 | 0.9035 | 77444.6035 | HORO | 0.00049188 | 38.0936 | Simple method | 33.298
2020-08-01 | WTN_LV | Simple method region | 85716.2186 | 0.9035 | 77444.6035 | HRZE | 3.6916e-05 | 2.859 | Simple method | 2.4991
2020-08-01 | WTN_LV | Simple method region | 85716.2186 | 0.9035 | 77444.6035 | KIWI | 0.00098938 | 76.6219 | Simple method | 66.976
2020-08-01 | WTN_LV | Simple method region | 85716.2186 | 0.9035 | 77444.6035 | KUPE | 0.00026813 | 20.7649 | Simple method | 18.1508
2020-08-01 | WTN_LV | Simple method region | 85716.2186 | 0.9035 | 77444.6035 | MARL | 7.5679e-08 | 0.0058609 | Simple method | 0.0051231
2020-08-01 | WTN_LV | Simple method region | 85716.2186 | 0.9035 | 77444.6035 | MELT | 0.0016638 | 128.8533 | Simple method | 112.632
2020-08-01 | WTN_LV | Simple method region | 85716.2186 | 0.9035 | 77444.6035 | MELW | 0.11125 | 8615.4621 | Simple method | 7530.8638
2020-08-01 | WTN_LV | Simple method region | 85716.2186 | 0.9035 | 77444.6035 | MERI | 0.049711 | 3849.8371 | Simple method | 3365.1821
2020-08-01 | WTN_LV | Simple method region | 85716.2186 | 0.9035 | 77444.6035 | METH | 0.00021695 | 16.8019 | Simple method | 14.6867
2020-08-01 | WTN_LV | Simple method region | 85716.2186 | 0.9035 | 77444.6035 | MPOW | 1.0289e-07 | 0.007968 | Simple method | 0.0069649
2020-08-01 | WTN_LV | Simple method region | 85716.2186 | 0.9035 | 77444.6035 | MRPL | 0.054455 | 4217.2287 | Simple method | 3686.3229
2020-08-01 | WTN_LV | Simple method region | 85716.2186 | 0.9035 | 77444.6035 | MSVP | 0.014888 | 1153.0292 | Simple method | 1007.8746
2020-08-01 | WTN_LV | Simple method region | 85716.2186 | 0.9035 | 77444.6035 | NAPA | 0.022704 | 1758.2809 | Simple method | 1536.9314
2020-08-01 | WTN_LV | Simple method region | 85716.2186 | 0.9035 | 77444.6035 | NELS | 9.313e-09 | 0.00072124 | Simple method | 0.00063044
2020-08-01 | WTN_LV | Simple method region | 85716.2186 | 0.9035 | 77444.6035 | NPOW | 9.6304e-07 | 0.074582 | Simple method | 0.065193
2020-08-01 | WTN_LV | Simple method region | 85716.2186 | 0.9035 | 77444.6035 | NTRG | 0.013872 | 1074.3132 | Simple method | 939.0681
2020-08-01 | WTN_LV | Simple method region | 85716.2186 | 0.9035 | 77444.6035 | NZAS | 2.4352e-07 | 0.018859 | Simple method | 0.016485
2020-08-01 | WTN_LV | Simple method region | 85716.2186 | 0.9035 | 77444.6035 | NZST | 2.7097e-07 | 0.020985 | Simple method | 0.018343
2020-08-01 | WTN_LV | Simple method region | 85716.2186 | 0.9035 | 77444.6035 | OMVP | 0.00034822 | 26.9674 | Simple method | 23.5725
2020-08-01 | WTN_LV | Simple method region | 85716.2186 | 0.9035 | 77444.6035 | ORON | 5.4918e-07 | 0.042531 | Simple method | 0.037177
2020-08-01 | WTN_LV | Simple method region | 85716.2186 | 0.9035 | 77444.6035 | PANP | 2.9393e-07 | 0.022764 | Simple method | 0.019898
2020-08-01 | WTN_LV | Simple method region | 85716.2186 | 0.9035 | 77444.6035 | POCO | 0.05973 | 4625.7603 | Simple method | 4043.4245
2020-08-01 | WTN_LV | Simple method region | 85716.2186 | 0.9035 | 77444.6035 | POWN | 8.1703e-05 | 6.3275 | Simple method | 5.5309
2020-08-01 | WTN_LV | Simple method region | 85716.2186 | 0.9035 | 77444.6035 | RAYN | 1.2518e-09 | 9.6945e-05 | Simple method | 8.4741e-05
2020-08-01 | WTN_LV | Simple method region | 85716.2186 | 0.9035 | 77444.6035 | SCAN | 0.00036189 | 28.0262 | Simple method | 24.498
2020-08-01 | WTN_LV | Simple method region | 85716.2186 | 0.9035 | 77444.6035 | SCGL | 1.802e-07 | 0.013955 | Simple method | 0.012198
2020-08-01 | WTN_LV | Simple method region | 85716.2186 | 0.9035 | 77444.6035 | SHPK | 2.4301e-10 | 1.882e-05 | Simple method | 1.6451e-05
2020-08-01 | WTN_LV | Simple method region | 85716.2186 | 0.9035 | 77444.6035 | SKOG | 0.0011615 | 89.9546 | Simple method | 78.6302
2020-08-01 | WTN_LV | Simple method region | 85716.2186 | 0.9035 | 77444.6035 | SOLE | 5.1652e-12 | 4.0002e-07 | Simple method | 3.4966e-07
2020-08-01 | WTN_LV | Simple method region | 85716.2186 | 0.9035 | 77444.6035 | SOU2 | 0.00012452 | 9.6438 | Simple method | 8.4297
2020-08-01 | WTN_LV | Simple method region | 85716.2186 | 0.9035 | 77444.6035 | TARW | 0.0084804 | 656.7592 | Simple method | 574.0799
2020-08-01 | WTN_LV | Simple method region | 85716.2186 | 0.9035 | 77444.6035 | TASM | 1.1346e-07 | 0.0087869 | Simple method | 0.0076807
2020-08-01 | WTN_LV | Simple method region | 85716.2186 | 0.9035 | 77444.6035 | TBOP | 0.00087528 | 67.7854 | Simple method | 59.2519
2020-08-01 | WTN_LV | Simple method region | 85716.2186 | 0.9035 | 77444.6035 | TOD3 | 0.0046016 | 356.3702 | Simple method | 311.5069
2020-08-01 | WTN_LV | Simple method region | 85716.2186 | 0.9035 | 77444.6035 | TOPE | 1.0354e-07 | 0.008019 | Simple method | 0.0070095
2020-08-01 | WTN_LV | Simple method region | 85716.2186 | 0.9035 | 77444.6035 | TRNZ | 6.0802e-06 | 0.47088 | Simple method | 0.4116
2020-08-01 | WTN_LV | Simple method region | 85716.2186 | 0.9035 | 77444.6035 | TRUG | 0.0010969 | 84.9455 | Simple method | 74.2517
2020-08-01 | WTN_LV | Simple method region | 85716.2186 | 0.9035 | 77444.6035 | UNET | 0.43764 | 33892.6015 | Simple method | 29625.8707
2020-08-01 | WTN_LV | Simple method region | 85716.2186 | 0.9035 | 77444.6035 | UNIS | 0.0044082 | 341.3877 | Simple method | 298.4105
2020-08-01 | WTN_LV | Simple method region | 85716.2186 | 0.9035 | 77444.6035 | VECT | 1.0471e-05 | 0.81094 | Simple method | 0.70885
2020-08-01 | WTN_LV | Simple method region | 85716.2186 | 0.9035 | 77444.6035 | WAIP | 0.0001016 | 7.8687 | Simple method | 6.8781
2020-08-01 | WTN_LV | Simple method region | 85716.2186 | 0.9035 | 77444.6035 | WATA | 6.5156e-08 | 0.005046 | Simple method | 0.0044108
2020-08-01 | WTN_LV | Simple method region | 85716.2186 | 0.9035 | 77444.6035 | WAV1 | 0.0087185 | 675.1973 | Simple method | 590.1969
2020-08-01 | WTN_LV | Simple method region | 85716.2186 | 0.9035 | 77444.6035 | WELE | 0.0017442 | 135.0772 | Simple method | 118.0724
2020-08-01 | WTN_LV | Simple method region | 85716.2186 | 0.9035 | 77444.6035 | WNST | 1.3536e-07 | 0.010483 | Simple method | 0.0091631
2020-08-01 | WTN_LV | Simple method region | 85716.2186 | 0.9035 | 77444.6035 | WPOW | 2.2673e-08 | 0.0017559 | Simple method | 0.0015348
2020-08-01 | WTN_LV | Simple method region | 85716.2186 | 0.9035 | 77444.6035 | WTOM | 0.00028735 | 22.2538 | Simple method | 19.4523
2020-09-01 | WTN_LV | Simple method region | 91866.9035 | 0.5459 | 50150.1426 | ALPE | 1.6315e-07 | 0.0081822 | Simple method | 0.0071522
2020-09-01 | WTN_LV | Simple method region | 91866.9035 | 0.5459 | 50150.1426 | BUEL | 7.8533e-09 | 0.00039384 | Simple method | 0.00034426
2020-09-01 | WTN_LV | Simple method region | 91866.9035 | 0.5459 | 50150.1426 | CHBP | 0.00051658 | 25.9065 | Simple method | 22.6451
2020-09-01 | WTN_LV | Simple method region | 91866.9035 | 0.5459 | 50150.1426 | COUP | 0.00010195 | 5.1128 | Simple method | 4.4691
2020-09-01 | WTN_LV | Simple method region | 91866.9035 | 0.5459 | 50150.1426 | CTCT | 0.090981 | 4562.6998 | Simple method | 3988.3027
2020-09-01 | WTN_LV | Simple method region | 91866.9035 | 0.5459 | 50150.1426 | DUNE | 9.0357e-05 | 4.5314 | Simple method | 3.961
2020-09-01 | WTN_LV | Simple method region | 91866.9035 | 0.5459 | 50150.1426 | EASH | 8.8887e-08 | 0.0044577 | Simple method | 0.0038965
2020-09-01 | WTN_LV | Simple method region | 91866.9035 | 0.5459 | 50150.1426 | EAST | 1.2825e-07 | 0.0064316 | Simple method | 0.005622
2020-09-01 | WTN_LV | Simple method region | 91866.9035 | 0.5459 | 50150.1426 | GENE | 0.10799 | 5415.6256 | Simple method | 4733.8539
2020-09-01 | WTN_LV | Simple method region | 91866.9035 | 0.5459 | 50150.1426 | HORO | 0.00049188 | 24.668 | Simple method | 21.5625
2020-09-01 | WTN_LV | Simple method region | 91866.9035 | 0.5459 | 50150.1426 | HRZE | 3.6916e-05 | 1.8514 | Simple method | 1.6183
2020-09-01 | WTN_LV | Simple method region | 91866.9035 | 0.5459 | 50150.1426 | KIWI | 0.00098938 | 49.6174 | Simple method | 43.3711
2020-09-01 | WTN_LV | Simple method region | 91866.9035 | 0.5459 | 50150.1426 | KUPE | 0.00026813 | 13.4466 | Simple method | 11.7538
2020-09-01 | WTN_LV | Simple method region | 91866.9035 | 0.5459 | 50150.1426 | MARL | 7.5679e-08 | 0.0037953 | Simple method | 0.0033175
2020-09-01 | WTN_LV | Simple method region | 91866.9035 | 0.5459 | 50150.1426 | MELT | 0.0016638 | 83.4404 | Simple method | 72.9362
2020-09-01 | WTN_LV | Simple method region | 91866.9035 | 0.5459 | 50150.1426 | MELW | 0.11125 | 5579.0414 | Simple method | 4876.6974
2020-09-01 | WTN_LV | Simple method region | 91866.9035 | 0.5459 | 50150.1426 | MERI | 0.049711 | 2493.0063 | Simple method | 2179.1623
2020-09-01 | WTN_LV | Simple method region | 91866.9035 | 0.5459 | 50150.1426 | METH | 0.00021695 | 10.8803 | Simple method | 9.5106
2020-09-01 | WTN_LV | Simple method region | 91866.9035 | 0.5459 | 50150.1426 | MPOW | 1.0289e-07 | 0.0051598 | Simple method | 0.0045102
2020-09-01 | WTN_LV | Simple method region | 91866.9035 | 0.5459 | 50150.1426 | MRPL | 0.054455 | 2730.9149 | Simple method | 2387.1207
2020-09-01 | WTN_LV | Simple method region | 91866.9035 | 0.5459 | 50150.1426 | MSVP | 0.014888 | 746.6573 | Simple method | 652.6608
2020-09-01 | WTN_LV | Simple method region | 91866.9035 | 0.5459 | 50150.1426 | NAPA | 0.022704 | 1138.595 | Simple method | 995.2576
2020-09-01 | WTN_LV | Simple method region | 91866.9035 | 0.5459 | 50150.1426 | NELS | 9.313e-09 | 0.00046705 | Simple method | 0.00040825
2020-09-01 | WTN_LV | Simple method region | 91866.9035 | 0.5459 | 50150.1426 | NPOW | 9.6304e-07 | 0.048296 | Simple method | 0.042216
2020-09-01 | WTN_LV | Simple method region | 91866.9035 | 0.5459 | 50150.1426 | NTRG | 0.013872 | 695.6838 | Simple method | 608.1044
2020-09-01 | WTN_LV | Simple method region | 91866.9035 | 0.5459 | 50150.1426 | NZAS | 2.4352e-07 | 0.012213 | Simple method | 0.010675
2020-09-01 | WTN_LV | Simple method region | 91866.9035 | 0.5459 | 50150.1426 | NZST | 2.7097e-07 | 0.013589 | Simple method | 0.011878
2020-09-01 | WTN_LV | Simple method region | 91866.9035 | 0.5459 | 50150.1426 | OMVP | 0.00034822 | 17.4631 | Simple method | 15.2647
2020-09-01 | WTN_LV | Simple method region | 91866.9035 | 0.5459 | 50150.1426 | ORON | 5.4918e-07 | 0.027542 | Simple method | 0.024074
2020-09-01 | WTN_LV | Simple method region | 91866.9035 | 0.5459 | 50150.1426 | PANP | 2.9393e-07 | 0.014741 | Simple method | 0.012885
2020-09-01 | WTN_LV | Simple method region | 91866.9035 | 0.5459 | 50150.1426 | POCO | 0.05973 | 2995.4642 | Simple method | 2618.366
2020-09-01 | WTN_LV | Simple method region | 91866.9035 | 0.5459 | 50150.1426 | POWN | 8.1703e-05 | 4.0974 | Simple method | 3.5816
2020-09-01 | WTN_LV | Simple method region | 91866.9035 | 0.5459 | 50150.1426 | RAYN | 1.2518e-09 | 6.2778e-05 | Simple method | 5.4875e-05
2020-09-01 | WTN_LV | Simple method region | 91866.9035 | 0.5459 | 50150.1426 | SCAN | 0.00036189 | 18.1487 | Simple method | 15.864
2020-09-01 | WTN_LV | Simple method region | 91866.9035 | 0.5459 | 50150.1426 | SCGL | 1.802e-07 | 0.0090368 | Simple method | 0.0078992
2020-09-01 | WTN_LV | Simple method region | 91866.9035 | 0.5459 | 50150.1426 | SHPK | 2.4301e-10 | 1.2187e-05 | Simple method | 1.0653e-05
2020-09-01 | WTN_LV | Simple method region | 91866.9035 | 0.5459 | 50150.1426 | SKOG | 0.0011615 | 58.2511 | Simple method | 50.9179
2020-09-01 | WTN_LV | Simple method region | 91866.9035 | 0.5459 | 50150.1426 | SOLE | 5.1652e-12 | 2.5904e-07 | Simple method | 2.2643e-07
2020-09-01 | WTN_LV | Simple method region | 91866.9035 | 0.5459 | 50150.1426 | SOU2 | 0.00012452 | 6.2449 | Simple method | 5.4587
2020-09-01 | WTN_LV | Simple method region | 91866.9035 | 0.5459 | 50150.1426 | TARW | 0.0084804 | 425.292 | Simple method | 371.7521
2020-09-01 | WTN_LV | Simple method region | 91866.9035 | 0.5459 | 50150.1426 | TASM | 1.1346e-07 | 0.0056901 | Simple method | 0.0049737
2020-09-01 | WTN_LV | Simple method region | 91866.9035 | 0.5459 | 50150.1426 | TBOP | 0.00087528 | 43.8952 | Simple method | 38.3692
2020-09-01 | WTN_LV | Simple method region | 91866.9035 | 0.5459 | 50150.1426 | TOD3 | 0.0046016 | 230.7716 | Simple method | 201.7199
2020-09-01 | WTN_LV | Simple method region | 91866.9035 | 0.5459 | 50150.1426 | TOPE | 1.0354e-07 | 0.0051928 | Simple method | 0.0045391
2020-09-01 | WTN_LV | Simple method region | 91866.9035 | 0.5459 | 50150.1426 | TRNZ | 6.0802e-06 | 0.30492 | Simple method | 0.26654
2020-09-01 | WTN_LV | Simple method region | 91866.9035 | 0.5459 | 50150.1426 | TRUG | 0.0010969 | 55.0074 | Simple method | 48.0825
2020-09-01 | WTN_LV | Simple method region | 91866.9035 | 0.5459 | 50150.1426 | UNET | 0.43764 | 21947.5434 | Simple method | 19184.5729
2020-09-01 | WTN_LV | Simple method region | 91866.9035 | 0.5459 | 50150.1426 | UNIS | 0.0044082 | 221.0695 | Simple method | 193.2391
2020-09-01 | WTN_LV | Simple method region | 91866.9035 | 0.5459 | 50150.1426 | VECT | 1.0471e-05 | 0.52513 | Simple method | 0.45902
2020-09-01 | WTN_LV | Simple method region | 91866.9035 | 0.5459 | 50150.1426 | WAIP | 0.0001016 | 5.0955 | Simple method | 4.454
2020-09-01 | WTN_LV | Simple method region | 91866.9035 | 0.5459 | 50150.1426 | WATA | 6.5156e-08 | 0.0032676 | Simple method | 0.0028562
2020-09-01 | WTN_LV | Simple method region | 91866.9035 | 0.5459 | 50150.1426 | WAV1 | 0.0087185 | 437.2317 | Simple method | 382.1888
2020-09-01 | WTN_LV | Simple method region | 91866.9035 | 0.5459 | 50150.1426 | WELE | 0.0017442 | 87.4708 | Simple method | 76.4591
2020-09-01 | WTN_LV | Simple method region | 91866.9035 | 0.5459 | 50150.1426 | WNST | 1.3536e-07 | 0.0067882 | Simple method | 0.0059336
2020-09-01 | WTN_LV | Simple method region | 91866.9035 | 0.5459 | 50150.1426 | WPOW | 2.2673e-08 | 0.0011371 | Simple method | 0.00099391
2020-09-01 | WTN_LV | Simple method region | 91866.9035 | 0.5459 | 50150.1426 | WTOM | 0.00028735 | 14.4107 | Simple method | 12.5965
2020-10-01 | WTN_LV | Simple method region | 69610.6641 | 0.4566 | 31784.2292 | ALPE | 1.6315e-07 | 0.0051857 | Simple method | 0.0045329
2020-10-01 | WTN_LV | Simple method region | 69610.6641 | 0.4566 | 31784.2292 | BUEL | 7.8533e-09 | 0.00024961 | Simple method | 0.00021819
2020-10-01 | WTN_LV | Simple method region | 69610.6641 | 0.4566 | 31784.2292 | CHBP | 0.00051658 | 16.4191 | Simple method | 14.3521
2020-10-01 | WTN_LV | Simple method region | 69610.6641 | 0.4566 | 31784.2292 | COUP | 0.00010195 | 3.2404 | Simple method | 2.8324
2020-10-01 | WTN_LV | Simple method region | 69610.6641 | 0.4566 | 31784.2292 | CTCT | 0.090981 | 2891.7544 | Simple method | 2527.7122
2020-10-01 | WTN_LV | Simple method region | 69610.6641 | 0.4566 | 31784.2292 | DUNE | 9.0357e-05 | 2.8719 | Simple method | 2.5104
2020-10-01 | WTN_LV | Simple method region | 69610.6641 | 0.4566 | 31784.2292 | EASH | 8.8887e-08 | 0.0028252 | Simple method | 0.0024695
2020-10-01 | WTN_LV | Simple method region | 69610.6641 | 0.4566 | 31784.2292 | EAST | 1.2825e-07 | 0.0040762 | Simple method | 0.0035631
2020-10-01 | WTN_LV | Simple method region | 69610.6641 | 0.4566 | 31784.2292 | GENE | 0.10799 | 3432.3229 | Simple method | 3000.2287
2020-10-01 | WTN_LV | Simple method region | 69610.6641 | 0.4566 | 31784.2292 | HORO | 0.00049188 | 15.6341 | Simple method | 13.6659
2020-10-01 | WTN_LV | Simple method region | 69610.6641 | 0.4566 | 31784.2292 | HRZE | 3.6916e-05 | 1.1734 | Simple method | 1.0256
2020-10-01 | WTN_LV | Simple method region | 69610.6641 | 0.4566 | 31784.2292 | KIWI | 0.00098938 | 31.4466 | Simple method | 27.4878
2020-10-01 | WTN_LV | Simple method region | 69610.6641 | 0.4566 | 31784.2292 | KUPE | 0.00026813 | 8.5222 | Simple method | 7.4493
2020-10-01 | WTN_LV | Simple method region | 69610.6641 | 0.4566 | 31784.2292 | MARL | 7.5679e-08 | 0.0024054 | Simple method | 0.0021026
2020-10-01 | WTN_LV | Simple method region | 69610.6641 | 0.4566 | 31784.2292 | MELT | 0.0016638 | 52.883 | Simple method | 46.2256
2020-10-01 | WTN_LV | Simple method region | 69610.6641 | 0.4566 | 31784.2292 | MELW | 0.11125 | 3535.8929 | Simple method | 3090.7602
2020-10-01 | WTN_LV | Simple method region | 69610.6641 | 0.4566 | 31784.2292 | MERI | 0.049711 | 1580.0211 | Simple method | 1381.1126
2020-10-01 | WTN_LV | Simple method region | 69610.6641 | 0.4566 | 31784.2292 | METH | 0.00021695 | 6.8957 | Simple method | 6.0276
2020-10-01 | WTN_LV | Simple method region | 69610.6641 | 0.4566 | 31784.2292 | MPOW | 1.0289e-07 | 0.0032702 | Simple method | 0.0028585
2020-10-01 | WTN_LV | Simple method region | 69610.6641 | 0.4566 | 31784.2292 | MRPL | 0.054455 | 1730.8032 | Simple method | 1512.9128
2020-10-01 | WTN_LV | Simple method region | 69610.6641 | 0.4566 | 31784.2292 | MSVP | 0.014888 | 473.2175 | Simple method | 413.6443
2020-10-01 | WTN_LV | Simple method region | 69610.6641 | 0.4566 | 31784.2292 | NAPA | 0.022704 | 721.6204 | Simple method | 630.7758
2020-10-01 | WTN_LV | Simple method region | 69610.6641 | 0.4566 | 31784.2292 | NELS | 9.313e-09 | 0.00029601 | Simple method | 0.00025874
2020-10-01 | WTN_LV | Simple method region | 69610.6641 | 0.4566 | 31784.2292 | NPOW | 9.6304e-07 | 0.030609 | Simple method | 0.026756
2020-10-01 | WTN_LV | Simple method region | 69610.6641 | 0.4566 | 31784.2292 | NTRG | 0.013872 | 440.9115 | Simple method | 385.4053
2020-10-01 | WTN_LV | Simple method region | 69610.6641 | 0.4566 | 31784.2292 | NZAS | 2.4352e-07 | 0.0077401 | Simple method | 0.0067657
2020-10-01 | WTN_LV | Simple method region | 69610.6641 | 0.4566 | 31784.2292 | NZST | 2.7097e-07 | 0.0086125 | Simple method | 0.0075283
2020-10-01 | WTN_LV | Simple method region | 69610.6641 | 0.4566 | 31784.2292 | OMVP | 0.00034822 | 11.0678 | Simple method | 9.6745
2020-10-01 | WTN_LV | Simple method region | 69610.6641 | 0.4566 | 31784.2292 | ORON | 5.4918e-07 | 0.017455 | Simple method | 0.015258
2020-10-01 | WTN_LV | Simple method region | 69610.6641 | 0.4566 | 31784.2292 | PANP | 2.9393e-07 | 0.0093424 | Simple method | 0.0081663
2020-10-01 | WTN_LV | Simple method region | 69610.6641 | 0.4566 | 31784.2292 | POCO | 0.05973 | 1898.4696 | Simple method | 1659.4718
2020-10-01 | WTN_LV | Simple method region | 69610.6641 | 0.4566 | 31784.2292 | POWN | 8.1703e-05 | 2.5969 | Simple method | 2.2699
2020-10-01 | WTN_LV | Simple method region | 69610.6641 | 0.4566 | 31784.2292 | RAYN | 1.2518e-09 | 3.9788e-05 | Simple method | 3.4779e-05
2020-10-01 | WTN_LV | Simple method region | 69610.6641 | 0.4566 | 31784.2292 | SCAN | 0.00036189 | 11.5023 | Simple method | 10.0543
2020-10-01 | WTN_LV | Simple method region | 69610.6641 | 0.4566 | 31784.2292 | SCGL | 1.802e-07 | 0.0057274 | Simple method | 0.0050063
2020-10-01 | WTN_LV | Simple method region | 69610.6641 | 0.4566 | 31784.2292 | SHPK | 2.4301e-10 | 7.7239e-06 | Simple method | 6.7516e-06
2020-10-01 | WTN_LV | Simple method region | 69610.6641 | 0.4566 | 31784.2292 | SKOG | 0.0011615 | 36.9185 | Simple method | 32.2708
2020-10-01 | WTN_LV | Simple method region | 69610.6641 | 0.4566 | 31784.2292 | SOLE | 5.1652e-12 | 1.6417e-07 | Simple method | 1.435e-07
2020-10-01 | WTN_LV | Simple method region | 69610.6641 | 0.4566 | 31784.2292 | SOU2 | 0.00012452 | 3.9579 | Simple method | 3.4597
2020-10-01 | WTN_LV | Simple method region | 69610.6641 | 0.4566 | 31784.2292 | TARW | 0.0084804 | 269.5421 | Simple method | 235.6096
2020-10-01 | WTN_LV | Simple method region | 69610.6641 | 0.4566 | 31784.2292 | TASM | 1.1346e-07 | 0.0036062 | Simple method | 0.0031523
2020-10-01 | WTN_LV | Simple method region | 69610.6641 | 0.4566 | 31784.2292 | TBOP | 0.00087528 | 27.82 | Simple method | 24.3177
2020-10-01 | WTN_LV | Simple method region | 69610.6641 | 0.4566 | 31784.2292 | TOD3 | 0.0046016 | 146.2588 | Simple method | 127.8463
2020-10-01 | WTN_LV | Simple method region | 69610.6641 | 0.4566 | 31784.2292 | TOPE | 1.0354e-07 | 0.0032911 | Simple method | 0.0028768
2020-10-01 | WTN_LV | Simple method region | 69610.6641 | 0.4566 | 31784.2292 | TRNZ | 6.0802e-06 | 0.19325 | Simple method | 0.16893
2020-10-01 | WTN_LV | Simple method region | 69610.6641 | 0.4566 | 31784.2292 | TRUG | 0.0010969 | 34.8627 | Simple method | 30.4738
2020-10-01 | WTN_LV | Simple method region | 69610.6641 | 0.4566 | 31784.2292 | UNET | 0.43764 | 13909.9455 | Simple method | 12158.8261
2020-10-01 | WTN_LV | Simple method region | 69610.6641 | 0.4566 | 31784.2292 | UNIS | 0.0044082 | 140.1098 | Simple method | 122.4714
2020-10-01 | WTN_LV | Simple method region | 69610.6641 | 0.4566 | 31784.2292 | VECT | 1.0471e-05 | 0.33282 | Simple method | 0.29092
2020-10-01 | WTN_LV | Simple method region | 69610.6641 | 0.4566 | 31784.2292 | WAIP | 0.0001016 | 3.2294 | Simple method | 2.8229
2020-10-01 | WTN_LV | Simple method region | 69610.6641 | 0.4566 | 31784.2292 | WATA | 6.5156e-08 | 0.0020709 | Simple method | 0.0018102
2020-10-01 | WTN_LV | Simple method region | 69610.6641 | 0.4566 | 31784.2292 | WAV1 | 0.0087185 | 277.1094 | Simple method | 242.2241
2020-10-01 | WTN_LV | Simple method region | 69610.6641 | 0.4566 | 31784.2292 | WELE | 0.0017442 | 55.4374 | Simple method | 48.4584
2020-10-01 | WTN_LV | Simple method region | 69610.6641 | 0.4566 | 31784.2292 | WNST | 1.3536e-07 | 0.0043022 | Simple method | 0.0037606
2020-10-01 | WTN_LV | Simple method region | 69610.6641 | 0.4566 | 31784.2292 | WPOW | 2.2673e-08 | 0.00072064 | Simple method | 0.00062992
2020-10-01 | WTN_LV | Simple method region | 69610.6641 | 0.4566 | 31784.2292 | WTOM | 0.00028735 | 9.1332 | Simple method | 7.9834
2020-11-01 | WTN_LV | Simple method region | 42015.4628 | 0.545 | 22898.4272 | ALPE | 1.6315e-07 | 0.003736 | Simple method | 0.0032657
2020-11-01 | WTN_LV | Simple method region | 42015.4628 | 0.545 | 22898.4272 | BUEL | 7.8533e-09 | 0.00017983 | Simple method | 0.00015719
2020-11-01 | WTN_LV | Simple method region | 42015.4628 | 0.545 | 22898.4272 | CHBP | 0.00051658 | 11.8288 | Simple method | 10.3397
2020-11-01 | WTN_LV | Simple method region | 42015.4628 | 0.545 | 22898.4272 | COUP | 0.00010195 | 2.3345 | Simple method | 2.0406
2020-11-01 | WTN_LV | Simple method region | 42015.4628 | 0.545 | 22898.4272 | CTCT | 0.090981 | 2083.3171 | Simple method | 1821.0489
2020-11-01 | WTN_LV | Simple method region | 42015.4628 | 0.545 | 22898.4272 | DUNE | 9.0357e-05 | 2.069 | Simple method | 1.8086
2020-11-01 | WTN_LV | Simple method region | 42015.4628 | 0.545 | 22898.4272 | EASH | 8.8887e-08 | 0.0020354 | Simple method | 0.0017791
2020-11-01 | WTN_LV | Simple method region | 42015.4628 | 0.545 | 22898.4272 | EAST | 1.2825e-07 | 0.0029367 | Simple method | 0.002567
2020-11-01 | WTN_LV | Simple method region | 42015.4628 | 0.545 | 22898.4272 | GENE | 0.10799 | 2472.7608 | Simple method | 2161.4656
2020-11-01 | WTN_LV | Simple method region | 42015.4628 | 0.545 | 22898.4272 | HORO | 0.00049188 | 11.2633 | Simple method | 9.8454
2020-11-01 | WTN_LV | Simple method region | 42015.4628 | 0.545 | 22898.4272 | HRZE | 3.6916e-05 | 0.84533 | Simple method | 0.73891
2020-11-01 | WTN_LV | Simple method region | 42015.4628 | 0.545 | 22898.4272 | KIWI | 0.00098938 | 22.6552 | Simple method | 19.8031
2020-11-01 | WTN_LV | Simple method region | 42015.4628 | 0.545 | 22898.4272 | KUPE | 0.00026813 | 6.1397 | Simple method | 5.3667
2020-11-01 | WTN_LV | Simple method region | 42015.4628 | 0.545 | 22898.4272 | MARL | 7.5679e-08 | 0.0017329 | Simple method | 0.0015148
2020-11-01 | WTN_LV | Simple method region | 42015.4628 | 0.545 | 22898.4272 | MELT | 0.0016638 | 38.0987 | Simple method | 33.3025
2020-11-01 | WTN_LV | Simple method region | 42015.4628 | 0.545 | 22898.4272 | MELW | 0.11125 | 2547.3761 | Simple method | 2226.6876
2020-11-01 | WTN_LV | Simple method region | 42015.4628 | 0.545 | 22898.4272 | MERI | 0.049711 | 1138.3003 | Simple method | 995
2020-11-01 | WTN_LV | Simple method region | 42015.4628 | 0.545 | 22898.4272 | METH | 0.00021695 | 4.9679 | Simple method | 4.3425
2020-11-01 | WTN_LV | Simple method region | 42015.4628 | 0.545 | 22898.4272 | MPOW | 1.0289e-07 | 0.0023559 | Simple method | 0.0020593
2020-11-01 | WTN_LV | Simple method region | 42015.4628 | 0.545 | 22898.4272 | MRPL | 0.054455 | 1246.9288 | Simple method | 1089.9532
2020-11-01 | WTN_LV | Simple method region | 42015.4628 | 0.545 | 22898.4272 | MSVP | 0.014888 | 340.9218 | Simple method | 298.0033
2020-11-01 | WTN_LV | Simple method region | 42015.4628 | 0.545 | 22898.4272 | NAPA | 0.022704 | 519.8796 | Simple method | 454.4321
2020-11-01 | WTN_LV | Simple method region | 42015.4628 | 0.545 | 22898.4272 | NELS | 9.313e-09 | 0.00021325 | Simple method | 0.00018641
2020-11-01 | WTN_LV | Simple method region | 42015.4628 | 0.545 | 22898.4272 | NPOW | 9.6304e-07 | 0.022052 | Simple method | 0.019276
2020-11-01 | WTN_LV | Simple method region | 42015.4628 | 0.545 | 22898.4272 | NTRG | 0.013872 | 317.6475 | Simple method | 277.6589
2020-11-01 | WTN_LV | Simple method region | 42015.4628 | 0.545 | 22898.4272 | NZAS | 2.4352e-07 | 0.0055763 | Simple method | 0.0048743
2020-11-01 | WTN_LV | Simple method region | 42015.4628 | 0.545 | 22898.4272 | NZST | 2.7097e-07 | 0.0062048 | Simple method | 0.0054236
2020-11-01 | WTN_LV | Simple method region | 42015.4628 | 0.545 | 22898.4272 | OMVP | 0.00034822 | 7.9736 | Simple method | 6.9698
2020-11-01 | WTN_LV | Simple method region | 42015.4628 | 0.545 | 22898.4272 | ORON | 5.4918e-07 | 0.012575 | Simple method | 0.010992
2020-11-01 | WTN_LV | Simple method region | 42015.4628 | 0.545 | 22898.4272 | PANP | 2.9393e-07 | 0.0067306 | Simple method | 0.0058833
2020-11-01 | WTN_LV | Simple method region | 42015.4628 | 0.545 | 22898.4272 | POCO | 0.05973 | 1367.7213 | Simple method | 1195.5392
2020-11-01 | WTN_LV | Simple method region | 42015.4628 | 0.545 | 22898.4272 | POWN | 8.1703e-05 | 1.8709 | Simple method | 1.6353
2020-11-01 | WTN_LV | Simple method region | 42015.4628 | 0.545 | 22898.4272 | RAYN | 1.2518e-09 | 2.8664e-05 | Simple method | 2.5056e-05
2020-11-01 | WTN_LV | Simple method region | 42015.4628 | 0.545 | 22898.4272 | SCAN | 0.00036189 | 8.2867 | Simple method | 7.2434
2020-11-01 | WTN_LV | Simple method region | 42015.4628 | 0.545 | 22898.4272 | SCGL | 1.802e-07 | 0.0041262 | Simple method | 0.0036067
2020-11-01 | WTN_LV | Simple method region | 42015.4628 | 0.545 | 22898.4272 | SHPK | 2.4301e-10 | 5.5646e-06 | Simple method | 4.8641e-06
2020-11-01 | WTN_LV | Simple method region | 42015.4628 | 0.545 | 22898.4272 | SKOG | 0.0011615 | 26.5973 | Simple method | 23.249
2020-11-01 | WTN_LV | Simple method region | 42015.4628 | 0.545 | 22898.4272 | SOLE | 5.1652e-12 | 1.1828e-07 | Simple method | 1.0339e-07
2020-11-01 | WTN_LV | Simple method region | 42015.4628 | 0.545 | 22898.4272 | SOU2 | 0.00012452 | 2.8514 | Simple method | 2.4925
2020-11-01 | WTN_LV | Simple method region | 42015.4628 | 0.545 | 22898.4272 | TARW | 0.0084804 | 194.1872 | Simple method | 169.741
2020-11-01 | WTN_LV | Simple method region | 42015.4628 | 0.545 | 22898.4272 | TASM | 1.1346e-07 | 0.0025981 | Simple method | 0.002271
2020-11-01 | WTN_LV | Simple method region | 42015.4628 | 0.545 | 22898.4272 | TBOP | 0.00087528 | 20.0424 | Simple method | 17.5193
2020-11-01 | WTN_LV | Simple method region | 42015.4628 | 0.545 | 22898.4272 | TOD3 | 0.0046016 | 105.3697 | Simple method | 92.1048
2020-11-01 | WTN_LV | Simple method region | 42015.4628 | 0.545 | 22898.4272 | TOPE | 1.0354e-07 | 0.002371 | Simple method | 0.0020725
2020-11-01 | WTN_LV | Simple method region | 42015.4628 | 0.545 | 22898.4272 | TRNZ | 6.0802e-06 | 0.13923 | Simple method | 0.1217
2020-11-01 | WTN_LV | Simple method region | 42015.4628 | 0.545 | 22898.4272 | TRUG | 0.0010969 | 25.1162 | Simple method | 21.9544
2020-11-01 | WTN_LV | Simple method region | 42015.4628 | 0.545 | 22898.4272 | UNET | 0.43764 | 10021.1923 | Simple method | 8759.627
2020-11-01 | WTN_LV | Simple method region | 42015.4628 | 0.545 | 22898.4272 | UNIS | 0.0044082 | 100.9398 | Simple method | 88.2325
2020-11-01 | WTN_LV | Simple method region | 42015.4628 | 0.545 | 22898.4272 | VECT | 1.0471e-05 | 0.23977 | Simple method | 0.20959
2020-11-01 | WTN_LV | Simple method region | 42015.4628 | 0.545 | 22898.4272 | WAIP | 0.0001016 | 2.3266 | Simple method | 2.0337
2020-11-01 | WTN_LV | Simple method region | 42015.4628 | 0.545 | 22898.4272 | WATA | 6.5156e-08 | 0.001492 | Simple method | 0.0013041
2020-11-01 | WTN_LV | Simple method region | 42015.4628 | 0.545 | 22898.4272 | WAV1 | 0.0087185 | 199.6389 | Simple method | 174.5064
2020-11-01 | WTN_LV | Simple method region | 42015.4628 | 0.545 | 22898.4272 | WELE | 0.0017442 | 39.9389 | Simple method | 34.911
2020-11-01 | WTN_LV | Simple method region | 42015.4628 | 0.545 | 22898.4272 | WNST | 1.3536e-07 | 0.0030995 | Simple method | 0.0027093
2020-11-01 | WTN_LV | Simple method region | 42015.4628 | 0.545 | 22898.4272 | WPOW | 2.2673e-08 | 0.00051918 | Simple method | 0.00045382
2020-11-01 | WTN_LV | Simple method region | 42015.4628 | 0.545 | 22898.4272 | WTOM | 0.00028735 | 6.5799 | Simple method | 5.7515
2020-12-01 | WTN_LV | Simple method region | 43040.1187 | 0.5907 | 25423.7981 | ALPE | 1.6315e-07 | 0.004148 | Simple method | 0.0036258
2020-12-01 | WTN_LV | Simple method region | 43040.1187 | 0.5907 | 25423.7981 | BUEL | 7.8533e-09 | 0.00019966 | Simple method | 0.00017452
2020-12-01 | WTN_LV | Simple method region | 43040.1187 | 0.5907 | 25423.7981 | CHBP | 0.00051658 | 13.1334 | Simple method | 11.48
2020-12-01 | WTN_LV | Simple method region | 43040.1187 | 0.5907 | 25423.7981 | COUP | 0.00010195 | 2.5919 | Simple method | 2.2656
2020-12-01 | WTN_LV | Simple method region | 43040.1187 | 0.5907 | 25423.7981 | CTCT | 0.090981 | 2313.0774 | Simple method | 2021.8846
2020-12-01 | WTN_LV | Simple method region | 43040.1187 | 0.5907 | 25423.7981 | DUNE | 9.0357e-05 | 2.2972 | Simple method | 2.008
2020-12-01 | WTN_LV | Simple method region | 43040.1187 | 0.5907 | 25423.7981 | EASH | 8.8887e-08 | 0.0022598 | Simple method | 0.0019754
2020-12-01 | WTN_LV | Simple method region | 43040.1187 | 0.5907 | 25423.7981 | EAST | 1.2825e-07 | 0.0032605 | Simple method | 0.0028501
2020-12-01 | WTN_LV | Simple method region | 43040.1187 | 0.5907 | 25423.7981 | GENE | 0.10799 | 2745.4712 | Simple method | 2399.8445
2020-12-01 | WTN_LV | Simple method region | 43040.1187 | 0.5907 | 25423.7981 | HORO | 0.00049188 | 12.5055 | Simple method | 10.9312
2020-12-01 | WTN_LV | Simple method region | 43040.1187 | 0.5907 | 25423.7981 | HRZE | 3.6916e-05 | 0.93855 | Simple method | 0.8204
2020-12-01 | WTN_LV | Simple method region | 43040.1187 | 0.5907 | 25423.7981 | KIWI | 0.00098938 | 25.1537 | Simple method | 21.9871
2020-12-01 | WTN_LV | Simple method region | 43040.1187 | 0.5907 | 25423.7981 | KUPE | 0.00026813 | 6.8168 | Simple method | 5.9586
2020-12-01 | WTN_LV | Simple method region | 43040.1187 | 0.5907 | 25423.7981 | MARL | 7.5679e-08 | 0.001924 | Simple method | 0.0016818
2020-12-01 | WTN_LV | Simple method region | 43040.1187 | 0.5907 | 25423.7981 | MELT | 0.0016638 | 42.3004 | Simple method | 36.9752
2020-12-01 | WTN_LV | Simple method region | 43040.1187 | 0.5907 | 25423.7981 | MELW | 0.11125 | 2828.3155 | Simple method | 2472.2596
2020-12-01 | WTN_LV | Simple method region | 43040.1187 | 0.5907 | 25423.7981 | MERI | 0.049711 | 1263.8386 | Simple method | 1104.7343
2020-12-01 | WTN_LV | Simple method region | 43040.1187 | 0.5907 | 25423.7981 | METH | 0.00021695 | 5.5158 | Simple method | 4.8214
2020-12-01 | WTN_LV | Simple method region | 43040.1187 | 0.5907 | 25423.7981 | MPOW | 1.0289e-07 | 0.0026158 | Simple method | 0.0022865
2020-12-01 | WTN_LV | Simple method region | 43040.1187 | 0.5907 | 25423.7981 | MRPL | 0.054455 | 1384.4473 | Simple method | 1210.1596
2020-12-01 | WTN_LV | Simple method region | 43040.1187 | 0.5907 | 25423.7981 | MSVP | 0.014888 | 378.5206 | Simple method | 330.8688
2020-12-01 | WTN_LV | Simple method region | 43040.1187 | 0.5907 | 25423.7981 | NAPA | 0.022704 | 577.2149 | Simple method | 504.5495
2020-12-01 | WTN_LV | Simple method region | 43040.1187 | 0.5907 | 25423.7981 | NELS | 9.313e-09 | 0.00023677 | Simple method | 0.00020696
2020-12-01 | WTN_LV | Simple method region | 43040.1187 | 0.5907 | 25423.7981 | NPOW | 9.6304e-07 | 0.024484 | Simple method | 0.021402
2020-12-01 | WTN_LV | Simple method region | 43040.1187 | 0.5907 | 25423.7981 | NTRG | 0.013872 | 352.6795 | Simple method | 308.2807
2020-12-01 | WTN_LV | Simple method region | 43040.1187 | 0.5907 | 25423.7981 | NZAS | 2.4352e-07 | 0.0061912 | Simple method | 0.0054118
2020-12-01 | WTN_LV | Simple method region | 43040.1187 | 0.5907 | 25423.7981 | NZST | 2.7097e-07 | 0.006889 | Simple method | 0.0060218
2020-12-01 | WTN_LV | Simple method region | 43040.1187 | 0.5907 | 25423.7981 | OMVP | 0.00034822 | 8.853 | Simple method | 7.7385
2020-12-01 | WTN_LV | Simple method region | 43040.1187 | 0.5907 | 25423.7981 | ORON | 5.4918e-07 | 0.013962 | Simple method | 0.012205
2020-12-01 | WTN_LV | Simple method region | 43040.1187 | 0.5907 | 25423.7981 | PANP | 2.9393e-07 | 0.0074729 | Simple method | 0.0065321
2020-12-01 | WTN_LV | Simple method region | 43040.1187 | 0.5907 | 25423.7981 | POCO | 0.05973 | 1518.5615 | Simple method | 1327.3902
2020-12-01 | WTN_LV | Simple method region | 43040.1187 | 0.5907 | 25423.7981 | POWN | 8.1703e-05 | 2.0772 | Simple method | 1.8157
2020-12-01 | WTN_LV | Simple method region | 43040.1187 | 0.5907 | 25423.7981 | RAYN | 1.2518e-09 | 3.1826e-05 | Simple method | 2.7819e-05
2020-12-01 | WTN_LV | Simple method region | 43040.1187 | 0.5907 | 25423.7981 | SCAN | 0.00036189 | 9.2006 | Simple method | 8.0423
2020-12-01 | WTN_LV | Simple method region | 43040.1187 | 0.5907 | 25423.7981 | SCGL | 1.802e-07 | 0.0045812 | Simple method | 0.0040045
2020-12-01 | WTN_LV | Simple method region | 43040.1187 | 0.5907 | 25423.7981 | SHPK | 2.4301e-10 | 6.1783e-06 | Simple method | 5.4005e-06
2020-12-01 | WTN_LV | Simple method region | 43040.1187 | 0.5907 | 25423.7981 | SKOG | 0.0011615 | 29.5306 | Simple method | 25.813
2020-12-01 | WTN_LV | Simple method region | 43040.1187 | 0.5907 | 25423.7981 | SOLE | 5.1652e-12 | 1.3132e-07 | Simple method | 1.1479e-07
2020-12-01 | WTN_LV | Simple method region | 43040.1187 | 0.5907 | 25423.7981 | SOU2 | 0.00012452 | 3.1659 | Simple method | 2.7673
2020-12-01 | WTN_LV | Simple method region | 43040.1187 | 0.5907 | 25423.7981 | TARW | 0.0084804 | 215.6033 | Simple method | 188.4611
2020-12-01 | WTN_LV | Simple method region | 43040.1187 | 0.5907 | 25423.7981 | TASM | 1.1346e-07 | 0.0028846 | Simple method | 0.0025215
2020-12-01 | WTN_LV | Simple method region | 43040.1187 | 0.5907 | 25423.7981 | TBOP | 0.00087528 | 22.2528 | Simple method | 19.4514
2020-12-01 | WTN_LV | Simple method region | 43040.1187 | 0.5907 | 25423.7981 | TOD3 | 0.0046016 | 116.9905 | Simple method | 102.2626
2020-12-01 | WTN_LV | Simple method region | 43040.1187 | 0.5907 | 25423.7981 | TOPE | 1.0354e-07 | 0.0026325 | Simple method | 0.0023011
2020-12-01 | WTN_LV | Simple method region | 43040.1187 | 0.5907 | 25423.7981 | TRNZ | 6.0802e-06 | 0.15458 | Simple method | 0.13512
2020-12-01 | WTN_LV | Simple method region | 43040.1187 | 0.5907 | 25423.7981 | TRUG | 0.0010969 | 27.8862 | Simple method | 24.3756
2020-12-01 | WTN_LV | Simple method region | 43040.1187 | 0.5907 | 25423.7981 | UNET | 0.43764 | 11126.3873 | Simple method | 9725.6893
2020-12-01 | WTN_LV | Simple method region | 43040.1187 | 0.5907 | 25423.7981 | UNIS | 0.0044082 | 112.072 | Simple method | 97.9633
2020-12-01 | WTN_LV | Simple method region | 43040.1187 | 0.5907 | 25423.7981 | VECT | 1.0471e-05 | 0.26622 | Simple method | 0.2327
2020-12-01 | WTN_LV | Simple method region | 43040.1187 | 0.5907 | 25423.7981 | WAIP | 0.0001016 | 2.5832 | Simple method | 2.258
2020-12-01 | WTN_LV | Simple method region | 43040.1187 | 0.5907 | 25423.7981 | WATA | 6.5156e-08 | 0.0016565 | Simple method | 0.001448
2020-12-01 | WTN_LV | Simple method region | 43040.1187 | 0.5907 | 25423.7981 | WAV1 | 0.0087185 | 221.6562 | Simple method | 193.752
2020-12-01 | WTN_LV | Simple method region | 43040.1187 | 0.5907 | 25423.7981 | WELE | 0.0017442 | 44.3436 | Simple method | 38.7612
2020-12-01 | WTN_LV | Simple method region | 43040.1187 | 0.5907 | 25423.7981 | WNST | 1.3536e-07 | 0.0034413 | Simple method | 0.0030081
2020-12-01 | WTN_LV | Simple method region | 43040.1187 | 0.5907 | 25423.7981 | WPOW | 2.2673e-08 | 0.00057643 | Simple method | 0.00050387
2020-12-01 | WTN_LV | Simple method region | 43040.1187 | 0.5907 | 25423.7981 | WTOM | 0.00028735 | 7.3056 | Simple method | 6.3859
2021-01-01 | WTN_LV | Simple method region | 47845.6685 | 0.674 | 32247.9805 | ALPE | 1.6315e-07 | 0.0052614 | Simple method | 0.004599
2021-01-01 | WTN_LV | Simple method region | 47845.6685 | 0.674 | 32247.9805 | BUEL | 7.8533e-09 | 0.00025325 | Simple method | 0.00022137
2021-01-01 | WTN_LV | Simple method region | 47845.6685 | 0.674 | 32247.9805 | CHBP | 0.00051658 | 16.6586 | Simple method | 14.5615
2021-01-01 | WTN_LV | Simple method region | 47845.6685 | 0.674 | 32247.9805 | COUP | 0.00010195 | 3.2876 | Simple method | 2.8738
2021-01-01 | WTN_LV | Simple method region | 47845.6685 | 0.674 | 32247.9805 | CTCT | 0.090981 | 2933.9469 | Simple method | 2564.5931
2021-01-01 | WTN_LV | Simple method region | 47845.6685 | 0.674 | 32247.9805 | DUNE | 9.0357e-05 | 2.9138 | Simple method | 2.547
2021-01-01 | WTN_LV | Simple method region | 47845.6685 | 0.674 | 32247.9805 | EASH | 8.8887e-08 | 0.0028664 | Simple method | 0.0025056
2021-01-01 | WTN_LV | Simple method region | 47845.6685 | 0.674 | 32247.9805 | EAST | 1.2825e-07 | 0.0041357 | Simple method | 0.0036151
2021-01-01 | WTN_LV | Simple method region | 47845.6685 | 0.674 | 32247.9805 | GENE | 0.10799 | 3482.4026 | Simple method | 3044.0039
2021-01-01 | WTN_LV | Simple method region | 47845.6685 | 0.674 | 32247.9805 | HORO | 0.00049188 | 15.8622 | Simple method | 13.8653
2021-01-01 | WTN_LV | Simple method region | 47845.6685 | 0.674 | 32247.9805 | HRZE | 3.6916e-05 | 1.1905 | Simple method | 1.0406
2021-01-01 | WTN_LV | Simple method region | 47845.6685 | 0.674 | 32247.9805 | KIWI | 0.00098938 | 31.9054 | Simple method | 27.8888
2021-01-01 | WTN_LV | Simple method region | 47845.6685 | 0.674 | 32247.9805 | KUPE | 0.00026813 | 8.6465 | Simple method | 7.558
2021-01-01 | WTN_LV | Simple method region | 47845.6685 | 0.674 | 32247.9805 | MARL | 7.5679e-08 | 0.0024405 | Simple method | 0.0021333
2021-01-01 | WTN_LV | Simple method region | 47845.6685 | 0.674 | 32247.9805 | MELT | 0.0016638 | 53.6546 | Simple method | 46.9
2021-01-01 | WTN_LV | Simple method region | 47845.6685 | 0.674 | 32247.9805 | MELW | 0.11125 | 3587.4837 | Simple method | 3135.8563
2021-01-01 | WTN_LV | Simple method region | 47845.6685 | 0.674 | 32247.9805 | MERI | 0.049711 | 1603.0745 | Simple method | 1401.2639
2021-01-01 | WTN_LV | Simple method region | 47845.6685 | 0.674 | 32247.9805 | METH | 0.00021695 | 6.9963 | Simple method | 6.1156
2021-01-01 | WTN_LV | Simple method region | 47845.6685 | 0.674 | 32247.9805 | MPOW | 1.0289e-07 | 0.0033179 | Simple method | 0.0029002
2021-01-01 | WTN_LV | Simple method region | 47845.6685 | 0.674 | 32247.9805 | MRPL | 0.054455 | 1756.0566 | Simple method | 1534.9871
2021-01-01 | WTN_LV | Simple method region | 47845.6685 | 0.674 | 32247.9805 | MSVP | 0.014888 | 480.1221 | Simple method | 419.6796
2021-01-01 | WTN_LV | Simple method region | 47845.6685 | 0.674 | 32247.9805 | NAPA | 0.022704 | 732.1493 | Simple method | 639.9792
2021-01-01 | WTN_LV | Simple method region | 47845.6685 | 0.674 | 32247.9805 | NELS | 9.313e-09 | 0.00030032 | Simple method | 0.00026252
2021-01-01 | WTN_LV | Simple method region | 47845.6685 | 0.674 | 32247.9805 | NPOW | 9.6304e-07 | 0.031056 | Simple method | 0.027146
2021-01-01 | WTN_LV | Simple method region | 47845.6685 | 0.674 | 32247.9805 | NTRG | 0.013872 | 447.3447 | Simple method | 391.0286
2021-01-01 | WTN_LV | Simple method region | 47845.6685 | 0.674 | 32247.9805 | NZAS | 2.4352e-07 | 0.0078531 | Simple method | 0.0068644
2021-01-01 | WTN_LV | Simple method region | 47845.6685 | 0.674 | 32247.9805 | NZST | 2.7097e-07 | 0.0087382 | Simple method | 0.0076381
2021-01-01 | WTN_LV | Simple method region | 47845.6685 | 0.674 | 32247.9805 | OMVP | 0.00034822 | 11.2293 | Simple method | 9.8156
2021-01-01 | WTN_LV | Simple method region | 47845.6685 | 0.674 | 32247.9805 | ORON | 5.4918e-07 | 0.01771 | Simple method | 0.015481
2021-01-01 | WTN_LV | Simple method region | 47845.6685 | 0.674 | 32247.9805 | PANP | 2.9393e-07 | 0.0094788 | Simple method | 0.0082855
2021-01-01 | WTN_LV | Simple method region | 47845.6685 | 0.674 | 32247.9805 | POCO | 0.05973 | 1926.1694 | Simple method | 1683.6845
2021-01-01 | WTN_LV | Simple method region | 47845.6685 | 0.674 | 32247.9805 | POWN | 8.1703e-05 | 2.6348 | Simple method | 2.3031
2021-01-01 | WTN_LV | Simple method region | 47845.6685 | 0.674 | 32247.9805 | RAYN | 1.2518e-09 | 4.0368e-05 | Simple method | 3.5286e-05
2021-01-01 | WTN_LV | Simple method region | 47845.6685 | 0.674 | 32247.9805 | SCAN | 0.00036189 | 11.6701 | Simple method | 10.201
2021-01-01 | WTN_LV | Simple method region | 47845.6685 | 0.674 | 32247.9805 | SCGL | 1.802e-07 | 0.0058109 | Simple method | 0.0050794
2021-01-01 | WTN_LV | Simple method region | 47845.6685 | 0.674 | 32247.9805 | SHPK | 2.4301e-10 | 7.8366e-06 | Simple method | 6.8501e-06
2021-01-01 | WTN_LV | Simple method region | 47845.6685 | 0.674 | 32247.9805 | SKOG | 0.0011615 | 37.4571 | Simple method | 32.7417
2021-01-01 | WTN_LV | Simple method region | 47845.6685 | 0.674 | 32247.9805 | SOLE | 5.1652e-12 | 1.6657e-07 | Simple method | 1.456e-07
2021-01-01 | WTN_LV | Simple method region | 47845.6685 | 0.674 | 32247.9805 | SOU2 | 0.00012452 | 4.0157 | Simple method | 3.5101
2021-01-01 | WTN_LV | Simple method region | 47845.6685 | 0.674 | 32247.9805 | TARW | 0.0084804 | 273.4749 | Simple method | 239.0472
2021-01-01 | WTN_LV | Simple method region | 47845.6685 | 0.674 | 32247.9805 | TASM | 1.1346e-07 | 0.0036589 | Simple method | 0.0031983
2021-01-01 | WTN_LV | Simple method region | 47845.6685 | 0.674 | 32247.9805 | TBOP | 0.00087528 | 28.2259 | Simple method | 24.6725
2021-01-01 | WTN_LV | Simple method region | 47845.6685 | 0.674 | 32247.9805 | TOD3 | 0.0046016 | 148.3928 | Simple method | 129.7117
2021-01-01 | WTN_LV | Simple method region | 47845.6685 | 0.674 | 32247.9805 | TOPE | 1.0354e-07 | 0.0033391 | Simple method | 0.0029187
2021-01-01 | WTN_LV | Simple method region | 47845.6685 | 0.674 | 32247.9805 | TRNZ | 6.0802e-06 | 0.19607 | Simple method | 0.17139
2021-01-01 | WTN_LV | Simple method region | 47845.6685 | 0.674 | 32247.9805 | TRUG | 0.0010969 | 35.3713 | Simple method | 30.9185
2021-01-01 | WTN_LV | Simple method region | 47845.6685 | 0.674 | 32247.9805 | UNET | 0.43764 | 14112.9001 | Simple method | 12336.2308
2021-01-01 | WTN_LV | Simple method region | 47845.6685 | 0.674 | 32247.9805 | UNIS | 0.0044082 | 142.154 | Simple method | 124.2583
2021-01-01 | WTN_LV | Simple method region | 47845.6685 | 0.674 | 32247.9805 | VECT | 1.0471e-05 | 0.33768 | Simple method | 0.29517
2021-01-01 | WTN_LV | Simple method region | 47845.6685 | 0.674 | 32247.9805 | WAIP | 0.0001016 | 3.2765 | Simple method | 2.8641
2021-01-01 | WTN_LV | Simple method region | 47845.6685 | 0.674 | 32247.9805 | WATA | 6.5156e-08 | 0.0021012 | Simple method | 0.0018366
2021-01-01 | WTN_LV | Simple method region | 47845.6685 | 0.674 | 32247.9805 | WAV1 | 0.0087185 | 281.1526 | Simple method | 245.7583
2021-01-01 | WTN_LV | Simple method region | 47845.6685 | 0.674 | 32247.9805 | WELE | 0.0017442 | 56.2462 | Simple method | 49.1654
2021-01-01 | WTN_LV | Simple method region | 47845.6685 | 0.674 | 32247.9805 | WNST | 1.3536e-07 | 0.004365 | Simple method | 0.0038155
2021-01-01 | WTN_LV | Simple method region | 47845.6685 | 0.674 | 32247.9805 | WPOW | 2.2673e-08 | 0.00073116 | Simple method | 0.00063911
2021-01-01 | WTN_LV | Simple method region | 47845.6685 | 0.674 | 32247.9805 | WTOM | 0.00028735 | 9.2665 | Simple method | 8.0999
2021-02-01 | WTN_LV | Simple method region | 88818.1607 | 0.1953 | 17346.1868 | ALPE | 1.6315e-07 | 0.0028301 | Simple method | 0.0024738
2021-02-01 | WTN_LV | Simple method region | 88818.1607 | 0.1953 | 17346.1868 | BUEL | 7.8533e-09 | 0.00013622 | Simple method | 0.00011907
2021-02-01 | WTN_LV | Simple method region | 88818.1607 | 0.1953 | 17346.1868 | CHBP | 0.00051658 | 8.9607 | Simple method | 7.8326
2021-02-01 | WTN_LV | Simple method region | 88818.1607 | 0.1953 | 17346.1868 | COUP | 0.00010195 | 1.7684 | Simple method | 1.5458
2021-02-01 | WTN_LV | Simple method region | 88818.1607 | 0.1953 | 17346.1868 | CTCT | 0.090981 | 1578.1699 | Simple method | 1379.4945
2021-02-01 | WTN_LV | Simple method region | 88818.1607 | 0.1953 | 17346.1868 | DUNE | 9.0357e-05 | 1.5674 | Simple method | 1.37
2021-02-01 | WTN_LV | Simple method region | 88818.1607 | 0.1953 | 17346.1868 | EASH | 8.8887e-08 | 0.0015418 | Simple method | 0.0013477
2021-02-01 | WTN_LV | Simple method region | 88818.1607 | 0.1953 | 17346.1868 | EAST | 1.2825e-07 | 0.0022246 | Simple method | 0.0019446
2021-02-01 | WTN_LV | Simple method region | 88818.1607 | 0.1953 | 17346.1868 | GENE | 0.10799 | 1873.1842 | Simple method | 1637.3695
2021-02-01 | WTN_LV | Simple method region | 88818.1607 | 0.1953 | 17346.1868 | HORO | 0.00049188 | 8.5323 | Simple method | 7.4582
2021-02-01 | WTN_LV | Simple method region | 88818.1607 | 0.1953 | 17346.1868 | HRZE | 3.6916e-05 | 0.64036 | Simple method | 0.55974
2021-02-01 | WTN_LV | Simple method region | 88818.1607 | 0.1953 | 17346.1868 | KIWI | 0.00098938 | 17.1619 | Simple method | 15.0014
2021-02-01 | WTN_LV | Simple method region | 88818.1607 | 0.1953 | 17346.1868 | KUPE | 0.00026813 | 4.651 | Simple method | 4.0655
2021-02-01 | WTN_LV | Simple method region | 88818.1607 | 0.1953 | 17346.1868 | MARL | 7.5679e-08 | 0.0013127 | Simple method | 0.0011475
2021-02-01 | WTN_LV | Simple method region | 88818.1607 | 0.1953 | 17346.1868 | MELT | 0.0016638 | 28.8608 | Simple method | 25.2275
2021-02-01 | WTN_LV | Simple method region | 88818.1607 | 0.1953 | 17346.1868 | MELW | 0.11125 | 1929.7073 | Simple method | 1686.7769
2021-02-01 | WTN_LV | Simple method region | 88818.1607 | 0.1953 | 17346.1868 | MERI | 0.049711 | 862.2937 | Simple method | 753.7398
2021-02-01 | WTN_LV | Simple method region | 88818.1607 | 0.1953 | 17346.1868 | METH | 0.00021695 | 3.7633 | Simple method | 3.2896
2021-02-01 | WTN_LV | Simple method region | 88818.1607 | 0.1953 | 17346.1868 | MPOW | 1.0289e-07 | 0.0017847 | Simple method | 0.00156
2021-02-01 | WTN_LV | Simple method region | 88818.1607 | 0.1953 | 17346.1868 | MRPL | 0.054455 | 944.5828 | Simple method | 825.6695
2021-02-01 | WTN_LV | Simple method region | 88818.1607 | 0.1953 | 17346.1868 | MSVP | 0.014888 | 258.2576 | Simple method | 225.7456
2021-02-01 | WTN_LV | Simple method region | 88818.1607 | 0.1953 | 17346.1868 | NAPA | 0.022704 | 393.823 | Simple method | 344.2448
2021-02-01 | WTN_LV | Simple method region | 88818.1607 | 0.1953 | 17346.1868 | NELS | 9.313e-09 | 0.00016154 | Simple method | 0.00014121
2021-02-01 | WTN_LV | Simple method region | 88818.1607 | 0.1953 | 17346.1868 | NPOW | 9.6304e-07 | 0.016705 | Simple method | 0.014602
2021-02-01 | WTN_LV | Simple method region | 88818.1607 | 0.1953 | 17346.1868 | NTRG | 0.013872 | 240.6267 | Simple method | 210.3342
2021-02-01 | WTN_LV | Simple method region | 88818.1607 | 0.1953 | 17346.1868 | NZAS | 2.4352e-07 | 0.0042242 | Simple method | 0.0036924
2021-02-01 | WTN_LV | Simple method region | 88818.1607 | 0.1953 | 17346.1868 | NZST | 2.7097e-07 | 0.0047003 | Simple method | 0.0041086
2021-02-01 | WTN_LV | Simple method region | 88818.1607 | 0.1953 | 17346.1868 | OMVP | 0.00034822 | 6.0402 | Simple method | 5.2798
2021-02-01 | WTN_LV | Simple method region | 88818.1607 | 0.1953 | 17346.1868 | ORON | 5.4918e-07 | 0.0095262 | Simple method | 0.008327
2021-02-01 | WTN_LV | Simple method region | 88818.1607 | 0.1953 | 17346.1868 | PANP | 2.9393e-07 | 0.0050986 | Simple method | 0.0044568
2021-02-01 | WTN_LV | Simple method region | 88818.1607 | 0.1953 | 17346.1868 | POCO | 0.05973 | 1036.0864 | Simple method | 905.6538
2021-02-01 | WTN_LV | Simple method region | 88818.1607 | 0.1953 | 17346.1868 | POWN | 8.1703e-05 | 1.4172 | Simple method | 1.2388
2021-02-01 | WTN_LV | Simple method region | 88818.1607 | 0.1953 | 17346.1868 | RAYN | 1.2518e-09 | 2.1714e-05 | Simple method | 1.898e-05
2021-02-01 | WTN_LV | Simple method region | 88818.1607 | 0.1953 | 17346.1868 | SCAN | 0.00036189 | 6.2774 | Simple method | 5.4871
2021-02-01 | WTN_LV | Simple method region | 88818.1607 | 0.1953 | 17346.1868 | SCGL | 1.802e-07 | 0.0031257 | Simple method | 0.0027322
2021-02-01 | WTN_LV | Simple method region | 88818.1607 | 0.1953 | 17346.1868 | SHPK | 2.4301e-10 | 4.2153e-06 | Simple method | 3.6847e-06
2021-02-01 | WTN_LV | Simple method region | 88818.1607 | 0.1953 | 17346.1868 | SKOG | 0.0011615 | 20.1482 | Simple method | 17.6117
2021-02-01 | WTN_LV | Simple method region | 88818.1607 | 0.1953 | 17346.1868 | SOLE | 5.1652e-12 | 8.9597e-08 | Simple method | 7.8317e-08
2021-02-01 | WTN_LV | Simple method region | 88818.1607 | 0.1953 | 17346.1868 | SOU2 | 0.00012452 | 2.16 | Simple method | 1.8881
2021-02-01 | WTN_LV | Simple method region | 88818.1607 | 0.1953 | 17346.1868 | TARW | 0.0084804 | 147.1021 | Simple method | 128.5835
2021-02-01 | WTN_LV | Simple method region | 88818.1607 | 0.1953 | 17346.1868 | TASM | 1.1346e-07 | 0.0019681 | Simple method | 0.0017203
2021-02-01 | WTN_LV | Simple method region | 88818.1607 | 0.1953 | 17346.1868 | TBOP | 0.00087528 | 15.1827 | Simple method | 13.2714
2021-02-01 | WTN_LV | Simple method region | 88818.1607 | 0.1953 | 17346.1868 | TOD3 | 0.0046016 | 79.8205 | Simple method | 69.7719
2021-02-01 | WTN_LV | Simple method region | 88818.1607 | 0.1953 | 17346.1868 | TOPE | 1.0354e-07 | 0.0017961 | Simple method | 0.00157
2021-02-01 | WTN_LV | Simple method region | 88818.1607 | 0.1953 | 17346.1868 | TRNZ | 6.0802e-06 | 0.10547 | Simple method | 0.092191
2021-02-01 | WTN_LV | Simple method region | 88818.1607 | 0.1953 | 17346.1868 | TRUG | 0.0010969 | 19.0262 | Simple method | 16.631
2021-02-01 | WTN_LV | Simple method region | 88818.1607 | 0.1953 | 17346.1868 | UNET | 0.43764 | 7591.3281 | Simple method | 6635.6578
2021-02-01 | WTN_LV | Simple method region | 88818.1607 | 0.1953 | 17346.1868 | UNIS | 0.0044082 | 76.4647 | Simple method | 66.8385
2021-02-01 | WTN_LV | Simple method region | 88818.1607 | 0.1953 | 17346.1868 | VECT | 1.0471e-05 | 0.18164 | Simple method | 0.15877
2021-02-01 | WTN_LV | Simple method region | 88818.1607 | 0.1953 | 17346.1868 | WAIP | 0.0001016 | 1.7624 | Simple method | 1.5406
2021-02-01 | WTN_LV | Simple method region | 88818.1607 | 0.1953 | 17346.1868 | WATA | 6.5156e-08 | 0.0011302 | Simple method | 0.00098793
2021-02-01 | WTN_LV | Simple method region | 88818.1607 | 0.1953 | 17346.1868 | WAV1 | 0.0087185 | 151.2319 | Simple method | 132.1934
2021-02-01 | WTN_LV | Simple method region | 88818.1607 | 0.1953 | 17346.1868 | WELE | 0.0017442 | 30.2548 | Simple method | 26.4461
2021-02-01 | WTN_LV | Simple method region | 88818.1607 | 0.1953 | 17346.1868 | WNST | 1.3536e-07 | 0.0023479 | Simple method | 0.0020524
2021-02-01 | WTN_LV | Simple method region | 88818.1607 | 0.1953 | 17346.1868 | WPOW | 2.2673e-08 | 0.00039329 | Simple method | 0.00034378
2021-02-01 | WTN_LV | Simple method region | 88818.1607 | 0.1953 | 17346.1868 | WTOM | 0.00028735 | 4.9844 | Simple method | 4.357
2021-03-01 | WTN_LV | Simple method region | 182570.4968 | 0.2048 | 37390.4377 | ALPE | 1.6315e-07 | 0.0061004 | Simple method | 0.0053324
2021-03-01 | WTN_LV | Simple method region | 182570.4968 | 0.2048 | 37390.4377 | BUEL | 7.8533e-09 | 0.00029364 | Simple method | 0.00025667
2021-03-01 | WTN_LV | Simple method region | 182570.4968 | 0.2048 | 37390.4377 | CHBP | 0.00051658 | 19.3151 | Simple method | 16.8835
2021-03-01 | WTN_LV | Simple method region | 182570.4968 | 0.2048 | 37390.4377 | COUP | 0.00010195 | 3.8119 | Simple method | 3.332
2021-03-01 | WTN_LV | Simple method region | 182570.4968 | 0.2048 | 37390.4377 | CTCT | 0.090981 | 3401.8117 | Simple method | 2973.5585
2021-03-01 | WTN_LV | Simple method region | 182570.4968 | 0.2048 | 37390.4377 | DUNE | 9.0357e-05 | 3.3785 | Simple method | 2.9532
2021-03-01 | WTN_LV | Simple method region | 182570.4968 | 0.2048 | 37390.4377 | EASH | 8.8887e-08 | 0.0033235 | Simple method | 0.0029051
2021-03-01 | WTN_LV | Simple method region | 182570.4968 | 0.2048 | 37390.4377 | EAST | 1.2825e-07 | 0.0047952 | Simple method | 0.0041916
2021-03-01 | WTN_LV | Simple method region | 182570.4968 | 0.2048 | 37390.4377 | GENE | 0.10799 | 4037.7275 | Simple method | 3529.4191
2021-03-01 | WTN_LV | Simple method region | 182570.4968 | 0.2048 | 37390.4377 | HORO | 0.00049188 | 18.3917 | Simple method | 16.0764
2021-03-01 | WTN_LV | Simple method region | 182570.4968 | 0.2048 | 37390.4377 | HRZE | 3.6916e-05 | 1.3803 | Simple method | 1.2066
2021-03-01 | WTN_LV | Simple method region | 182570.4968 | 0.2048 | 37390.4377 | KIWI | 0.00098938 | 36.9932 | Simple method | 32.3362
2021-03-01 | WTN_LV | Simple method region | 182570.4968 | 0.2048 | 37390.4377 | KUPE | 0.00026813 | 10.0254 | Simple method | 8.7633
2021-03-01 | WTN_LV | Simple method region | 182570.4968 | 0.2048 | 37390.4377 | MARL | 7.5679e-08 | 0.0028297 | Simple method | 0.0024734
2021-03-01 | WTN_LV | Simple method region | 182570.4968 | 0.2048 | 37390.4377 | MELT | 0.0016638 | 62.2107 | Simple method | 54.379
2021-03-01 | WTN_LV | Simple method region | 182570.4968 | 0.2048 | 37390.4377 | MELW | 0.11125 | 4159.5655 | Simple method | 3635.9189
2021-03-01 | WTN_LV | Simple method region | 182570.4968 | 0.2048 | 37390.4377 | MERI | 0.049711 | 1858.7105 | Simple method | 1624.7179
2021-03-01 | WTN_LV | Simple method region | 182570.4968 | 0.2048 | 37390.4377 | METH | 0.00021695 | 8.112 | Simple method | 7.0908
2021-03-01 | WTN_LV | Simple method region | 182570.4968 | 0.2048 | 37390.4377 | MPOW | 1.0289e-07 | 0.003847 | Simple method | 0.0033627
2021-03-01 | WTN_LV | Simple method region | 182570.4968 | 0.2048 | 37390.4377 | MRPL | 0.054455 | 2036.088 | Simple method | 1779.7654
2021-03-01 | WTN_LV | Simple method region | 182570.4968 | 0.2048 | 37390.4377 | MSVP | 0.014888 | 556.6852 | Simple method | 486.6043
2021-03-01 | WTN_LV | Simple method region | 182570.4968 | 0.2048 | 37390.4377 | NAPA | 0.022704 | 848.9022 | Simple method | 742.0341
2021-03-01 | WTN_LV | Simple method region | 182570.4968 | 0.2048 | 37390.4377 | NELS | 9.313e-09 | 0.00034822 | Simple method | 0.00030438
2021-03-01 | WTN_LV | Simple method region | 182570.4968 | 0.2048 | 37390.4377 | NPOW | 9.6304e-07 | 0.036008 | Simple method | 0.031475
2021-03-01 | WTN_LV | Simple method region | 182570.4968 | 0.2048 | 37390.4377 | NTRG | 0.013872 | 518.6809 | Simple method | 453.3843
2021-03-01 | WTN_LV | Simple method region | 182570.4968 | 0.2048 | 37390.4377 | NZAS | 2.4352e-07 | 0.0091054 | Simple method | 0.0079591
2021-03-01 | WTN_LV | Simple method region | 182570.4968 | 0.2048 | 37390.4377 | NZST | 2.7097e-07 | 0.010132 | Simple method | 0.0088562
2021-03-01 | WTN_LV | Simple method region | 182570.4968 | 0.2048 | 37390.4377 | OMVP | 0.00034822 | 13.0199 | Simple method | 11.3809
2021-03-01 | WTN_LV | Simple method region | 182570.4968 | 0.2048 | 37390.4377 | ORON | 5.4918e-07 | 0.020534 | Simple method | 0.017949
2021-03-01 | WTN_LV | Simple method region | 182570.4968 | 0.2048 | 37390.4377 | PANP | 2.9393e-07 | 0.01099 | Simple method | 0.0096067
2021-03-01 | WTN_LV | Simple method region | 182570.4968 | 0.2048 | 37390.4377 | POCO | 0.05973 | 2233.328 | Simple method | 1952.1749
2021-03-01 | WTN_LV | Simple method region | 182570.4968 | 0.2048 | 37390.4377 | POWN | 8.1703e-05 | 3.0549 | Simple method | 2.6703
2021-03-01 | WTN_LV | Simple method region | 182570.4968 | 0.2048 | 37390.4377 | RAYN | 1.2518e-09 | 4.6805e-05 | Simple method | 4.0913e-05
2021-03-01 | WTN_LV | Simple method region | 182570.4968 | 0.2048 | 37390.4377 | SCAN | 0.00036189 | 13.5311 | Simple method | 11.8277
2021-03-01 | WTN_LV | Simple method region | 182570.4968 | 0.2048 | 37390.4377 | SCGL | 1.802e-07 | 0.0067376 | Simple method | 0.0058894
2021-03-01 | WTN_LV | Simple method region | 182570.4968 | 0.2048 | 37390.4377 | SHPK | 2.4301e-10 | 9.0863e-06 | Simple method | 7.9424e-06
2021-03-01 | WTN_LV | Simple method region | 182570.4968 | 0.2048 | 37390.4377 | SKOG | 0.0011615 | 43.4303 | Simple method | 37.9629
2021-03-01 | WTN_LV | Simple method region | 182570.4968 | 0.2048 | 37390.4377 | SOLE | 5.1652e-12 | 1.9313e-07 | Simple method | 1.6882e-07
2021-03-01 | WTN_LV | Simple method region | 182570.4968 | 0.2048 | 37390.4377 | SOU2 | 0.00012452 | 4.656 | Simple method | 4.0699
2021-03-01 | WTN_LV | Simple method region | 182570.4968 | 0.2048 | 37390.4377 | TARW | 0.0084804 | 317.0849 | Simple method | 277.1672
2021-03-01 | WTN_LV | Simple method region | 182570.4968 | 0.2048 | 37390.4377 | TASM | 1.1346e-07 | 0.0042423 | Simple method | 0.0037083
2021-03-01 | WTN_LV | Simple method region | 182570.4968 | 0.2048 | 37390.4377 | TBOP | 0.00087528 | 32.7269 | Simple method | 28.607
2021-03-01 | WTN_LV | Simple method region | 182570.4968 | 0.2048 | 37390.4377 | TOD3 | 0.0046016 | 172.0564 | Simple method | 150.3963
2021-03-01 | WTN_LV | Simple method region | 182570.4968 | 0.2048 | 37390.4377 | TOPE | 1.0354e-07 | 0.0038716 | Simple method | 0.0033842
2021-03-01 | WTN_LV | Simple method region | 182570.4968 | 0.2048 | 37390.4377 | TRNZ | 6.0802e-06 | 0.22734 | Simple method | 0.19872
2021-03-01 | WTN_LV | Simple method region | 182570.4968 | 0.2048 | 37390.4377 | TRUG | 0.0010969 | 41.0119 | Simple method | 35.8489
2021-03-01 | WTN_LV | Simple method region | 182570.4968 | 0.2048 | 37390.4377 | UNET | 0.43764 | 16363.4281 | Simple method | 14303.4404
2021-03-01 | WTN_LV | Simple method region | 182570.4968 | 0.2048 | 37390.4377 | UNIS | 0.0044082 | 164.8228 | Simple method | 144.0733
2021-03-01 | WTN_LV | Simple method region | 182570.4968 | 0.2048 | 37390.4377 | VECT | 1.0471e-05 | 0.39152 | Simple method | 0.34223
2021-03-01 | WTN_LV | Simple method region | 182570.4968 | 0.2048 | 37390.4377 | WAIP | 0.0001016 | 3.799 | Simple method | 3.3208
2021-03-01 | WTN_LV | Simple method region | 182570.4968 | 0.2048 | 37390.4377 | WATA | 6.5156e-08 | 0.0024362 | Simple method | 0.0021295
2021-03-01 | WTN_LV | Simple method region | 182570.4968 | 0.2048 | 37390.4377 | WAV1 | 0.0087185 | 325.9868 | Simple method | 284.9484
2021-03-01 | WTN_LV | Simple method region | 182570.4968 | 0.2048 | 37390.4377 | WELE | 0.0017442 | 65.2156 | Simple method | 57.0056
2021-03-01 | WTN_LV | Simple method region | 182570.4968 | 0.2048 | 37390.4377 | WNST | 1.3536e-07 | 0.0050611 | Simple method | 0.0044239
2021-03-01 | WTN_LV | Simple method region | 182570.4968 | 0.2048 | 37390.4377 | WPOW | 2.2673e-08 | 0.00084775 | Simple method | 0.00074103
2021-03-01 | WTN_LV | Simple method region | 182570.4968 | 0.2048 | 37390.4377 | WTOM | 0.00028735 | 10.7442 | Simple method | 9.3916
43922 | WTO_LV | Simple method region | 70208.6931 | 2.1412 | 150330.8537 | ALPE | 5.2654e-07 | 0.079155 | Simple method | 0.06919
43922 | WTO_LV | Simple method region | 70208.6931 | 2.1412 | 150330.8537 | BUEL | 2.6501e-08 | 0.003984 | Simple method | 0.0034824
43922 | WTO_LV | Simple method region | 70208.6931 | 2.1412 | 150330.8537 | CHBP | 0.0001992 | 29.9456 | Simple method | 26.1758
43922 | WTO_LV | Simple method region | 70208.6931 | 2.1412 | 150330.8537 | COUP | 0.096124 | 14450.3578 | Simple method | 12631.2061
43922 | WTO_LV | Simple method region | 70208.6931 | 2.1412 | 150330.8537 | CTCT | 0.067235 | 10107.4371 | Simple method | 8835.0144
43922 | WTO_LV | Simple method region | 70208.6931 | 2.1412 | 150330.8537 | DUNE | 6.3984e-05 | 9.6188 | Simple method | 8.4079
43922 | WTO_LV | Simple method region | 70208.6931 | 2.1412 | 150330.8537 | EASH | 4.4715e-07 | 0.06722 | Simple method | 0.058758
2020-04-01 | WTO_LV | Simple method region | 70208.6931 | 2.1412 | 150330.8537 | EAST | 3.684e-07 | 0.055382 | Simple method | 0.04841
2020-04-01 | WTO_LV | Simple method region | 70208.6931 | 2.1412 | 150330.8537 | GENE | 0.079776 | 11992.8087 | Simple method | 10483.0371
2020-04-01 | WTO_LV | Simple method region | 70208.6931 | 2.1412 | 150330.8537 | HORO | 0.00031928 | 47.9977 | Simple method | 41.9553
2020-04-01 | WTO_LV | Simple method region | 70208.6931 | 2.1412 | 150330.8537 | HRZE | 2.9674e-05 | 4.4609 | Simple method | 3.8993
2020-04-01 | WTO_LV | Simple method region | 70208.6931 | 2.1412 | 150330.8537 | KIWI | 0.0010346 | 155.5356 | Simple method | 135.9552
2020-04-01 | WTO_LV | Simple method region | 70208.6931 | 2.1412 | 150330.8537 | KUPE | 0.00010339 | 15.5431 | Simple method | 13.5863
2020-04-01 | WTO_LV | Simple method region | 70208.6931 | 2.1412 | 150330.8537 | MARL | 2.5538e-07 | 0.038392 | Simple method | 0.033559
2020-04-01 | WTO_LV | Simple method region | 70208.6931 | 2.1412 | 150330.8537 | MELT | 0.0017394 | 261.4875 | Simple method | 228.5689
2020-04-01 | WTO_LV | Simple method region | 70208.6931 | 2.1412 | 150330.8537 | MELW | 0.00013119 | 19.7215 | Simple method | 17.2388
2020-04-01 | WTO_LV | Simple method region | 70208.6931 | 2.1412 | 150330.8537 | MERI | 0.034173 | 5137.1894 | Simple method | 4490.47
2020-04-01 | WTO_LV | Simple method region | 70208.6931 | 2.1412 | 150330.8537 | METH | 8.366e-05 | 12.5766 | Simple method | 10.9934
2020-04-01 | WTO_LV | Simple method region | 70208.6931 | 2.1412 | 150330.8537 | MPOW | 6.5182e-07 | 0.097989 | Simple method | 0.085653
2020-04-01 | WTO_LV | Simple method region | 70208.6931 | 2.1412 | 150330.8537 | MRPL | 0.25444 | 38249.6262 | Simple method | 33434.3907
2020-04-01 | WTO_LV | Simple method region | 70208.6931 | 2.1412 | 150330.8537 | MSVP | 0.011036 | 1659.0181 | Simple method | 1450.1647
2020-04-01 | WTO_LV | Simple method region | 70208.6931 | 2.1412 | 150330.8537 | NAPA | 0.016829 | 2529.8747 | Simple method | 2211.3895
2020-04-01 | WTO_LV | Simple method region | 70208.6931 | 2.1412 | 150330.8537 | NELS | 4.6849e-08 | 0.0070429 | Simple method | 0.0061563
2020-04-01 | WTO_LV | Simple method region | 70208.6931 | 2.1412 | 150330.8537 | NPOW | 0.0003074 | 46.2118 | Simple method | 40.3942
2020-04-01 | WTO_LV | Simple method region | 70208.6931 | 2.1412 | 150330.8537 | NTRG | 0.010282 | 1545.7585 | Simple method | 1351.1633
2020-04-01 | WTO_LV | Simple method region | 70208.6931 | 2.1412 | 150330.8537 | NZAS | 1.9457e-06 | 0.2925 | Simple method | 0.25568
2020-04-01 | WTO_LV | Simple method region | 70208.6931 | 2.1412 | 150330.8537 | NZST | 1.5674e-05 | 2.3564 | Simple method | 2.0597
2020-04-01 | WTO_LV | Simple method region | 70208.6931 | 2.1412 | 150330.8537 | OMVP | 0.00013428 | 20.1858 | Simple method | 17.6446
2020-04-01 | WTO_LV | Simple method region | 70208.6931 | 2.1412 | 150330.8537 | ORON | 3.3438e-06 | 0.50268 | Simple method | 0.43939
2020-04-01 | WTO_LV | Simple method region | 70208.6931 | 2.1412 | 150330.8537 | PANP | 1.5562e-06 | 0.23395 | Simple method | 0.2045
2020-04-01 | WTO_LV | Simple method region | 70208.6931 | 2.1412 | 150330.8537 | POCO | 0.22823 | 34310.5 | Simple method | 29991.1601
2020-04-01 | WTO_LV | Simple method region | 70208.6931 | 2.1412 | 150330.8537 | POWN | 5.7579e-05 | 8.6559 | Simple method | 7.5662
2020-04-01 | WTO_LV | Simple method region | 70208.6931 | 2.1412 | 150330.8537 | RAYN | 1.7481e-09 | 0.0002628 | Simple method | 0.00022971
2020-04-01 | WTO_LV | Simple method region | 70208.6931 | 2.1412 | 150330.8537 | SCAN | 0.00013955 | 20.9783 | Simple method | 18.3374
2020-04-01 | WTO_LV | Simple method region | 70208.6931 | 2.1412 | 150330.8537 | SCGL | 0.00010595 | 15.9279 | Simple method | 13.9228
2020-04-01 | WTO_LV | Simple method region | 70208.6931 | 2.1412 | 150330.8537 | SHPK | 1.5173e-09 | 0.0002281 | Simple method | 0.00019938
2020-04-01 | WTO_LV | Simple method region | 70208.6931 | 2.1412 | 150330.8537 | SKOG | 0.00089994 | 135.288 | Simple method | 118.2566
2020-04-01 | WTO_LV | Simple method region | 70208.6931 | 2.1412 | 150330.8537 | SOLE | 7.2132e-12 | 1.0844e-06 | Simple method | 9.4785e-07
2020-04-01 | WTO_LV | Simple method region | 70208.6931 | 2.1412 | 150330.8537 | SOU2 | 9.6348e-05 | 14.484 | Simple method | 12.6606
2020-04-01 | WTO_LV | Simple method region | 70208.6931 | 2.1412 | 150330.8537 | TARW | 0.0062859 | 944.9677 | Simple method | 826.006
2020-04-01 | WTO_LV | Simple method region | 70208.6931 | 2.1412 | 150330.8537 | TASM | 5.5915e-07 | 0.084057 | Simple method | 0.073475
2020-04-01 | WTO_LV | Simple method region | 70208.6931 | 2.1412 | 150330.8537 | TBOP | 0.00091578 | 137.6705 | Simple method | 120.3392
2020-04-01 | WTO_LV | Simple method region | 70208.6931 | 2.1412 | 150330.8537 | TOD3 | 0.0048112 | 723.2702 | Simple method | 632.2179
2020-04-01 | WTO_LV | Simple method region | 70208.6931 | 2.1412 | 150330.8537 | TOPE | 2.2296e-05 | 3.3517 | Simple method | 2.9298
2020-04-01 | WTO_LV | Simple method region | 70208.6931 | 2.1412 | 150330.8537 | TRNZ | 4.6558e-06 | 0.69991 | Simple method | 0.6118
2020-04-01 | WTO_LV | Simple method region | 70208.6931 | 2.1412 | 150330.8537 | TRUG | 0.0010488 | 157.6694 | Simple method | 137.8205
2020-04-01 | WTO_LV | Simple method region | 70208.6931 | 2.1412 | 150330.8537 | UNET | 0.0017925 | 269.4629 | Simple method | 235.5403
2020-04-01 | WTO_LV | Simple method region | 70208.6931 | 2.1412 | 150330.8537 | UNIS | 0.0032693 | 491.4771 | Simple method | 429.6052
2020-04-01 | WTO_LV | Simple method region | 70208.6931 | 2.1412 | 150330.8537 | VECT | 0.0064074 | 963.2345 | Simple method | 841.9732
2020-04-01 | WTO_LV | Simple method region | 70208.6931 | 2.1412 | 150330.8537 | WAIP | 0.095876 | 14413.086 | Simple method | 12598.6263
2020-04-01 | WTO_LV | Simple method region | 70208.6931 | 2.1412 | 150330.8537 | WATA | 2.1992e-07 | 0.03306 | Simple method | 0.028898
2020-04-01 | WTO_LV | Simple method region | 70208.6931 | 2.1412 | 150330.8537 | WAV1 | 0.0064624 | 971.4971 | Simple method | 849.1956
2020-04-01 | WTO_LV | Simple method region | 70208.6931 | 2.1412 | 150330.8537 | WELE | 0.029177 | 4386.1931 | Simple method | 3834.0164
2020-04-01 | WTO_LV | Simple method region | 70208.6931 | 2.1412 | 150330.8537 | WNST | 9.2101e-07 | 0.13846 | Simple method | 0.12103
2020-04-01 | WTO_LV | Simple method region | 70208.6931 | 2.1412 | 150330.8537 | WPOW | 1.3336e-07 | 0.020049 | Simple method | 0.017525
2020-04-01 | WTO_LV | Simple method region | 70208.6931 | 2.1412 | 150330.8537 | WTOM | 0.040332 | 6063.0733 | Simple method | 5299.7946
2020-05-01 | WTO_LV | Simple method region | 344284.6022 | 0.3989 | 137335.1278 | ALPE | 5.2654e-07 | 0.072312 | Simple method | 0.063209
2020-05-01 | WTO_LV | Simple method region | 344284.6022 | 0.3989 | 137335.1278 | BUEL | 2.6501e-08 | 0.0036396 | Simple method | 0.0031814
2020-05-01 | WTO_LV | Simple method region | 344284.6022 | 0.3989 | 137335.1278 | CHBP | 0.0001992 | 27.3569 | Simple method | 23.913
2020-05-01 | WTO_LV | Simple method region | 344284.6022 | 0.3989 | 137335.1278 | COUP | 0.096124 | 13201.1606 | Simple method | 11539.2699
2020-05-01 | WTO_LV | Simple method region | 344284.6022 | 0.3989 | 137335.1278 | CTCT | 0.067235 | 9233.6744 | Simple method | 8071.2496
2020-05-01 | WTO_LV | Simple method region | 344284.6022 | 0.3989 | 137335.1278 | DUNE | 6.3984e-05 | 8.7873 | Simple method | 7.6811
2020-05-01 | WTO_LV | Simple method region | 344284.6022 | 0.3989 | 137335.1278 | EASH | 4.4715e-07 | 0.061409 | Simple method | 0.053679
2020-05-01 | WTO_LV | Simple method region | 344284.6022 | 0.3989 | 137335.1278 | EAST | 3.684e-07 | 0.050595 | Simple method | 0.044225
2020-05-01 | WTO_LV | Simple method region | 344284.6022 | 0.3989 | 137335.1278 | GENE | 0.079776 | 10956.0604 | Simple method | 9576.8048
2020-05-01 | WTO_LV | Simple method region | 344284.6022 | 0.3989 | 137335.1278 | HORO | 0.00031928 | 43.8485 | Simple method | 38.3284
2020-05-01 | WTO_LV | Simple method region | 344284.6022 | 0.3989 | 137335.1278 | HRZE | 2.9674e-05 | 4.0753 | Simple method | 3.5622
2020-05-01 | WTO_LV | Simple method region | 344284.6022 | 0.3989 | 137335.1278 | KIWI | 0.0010346 | 142.0899 | Simple method | 124.2023
2020-05-01 | WTO_LV | Simple method region | 344284.6022 | 0.3989 | 137335.1278 | KUPE | 0.00010339 | 14.1994 | Simple method | 12.4118
2020-05-01 | WTO_LV | Simple method region | 344284.6022 | 0.3989 | 137335.1278 | MARL | 2.5538e-07 | 0.035073 | Simple method | 0.030658
2020-05-01 | WTO_LV | Simple method region | 344284.6022 | 0.3989 | 137335.1278 | MELT | 0.0017394 | 238.8826 | Simple method | 208.8097
2020-05-01 | WTO_LV | Simple method region | 344284.6022 | 0.3989 | 137335.1278 | MELW | 0.00013119 | 18.0167 | Simple method | 15.7485
2020-05-01 | WTO_LV | Simple method region | 344284.6022 | 0.3989 | 137335.1278 | MERI | 0.034173 | 4693.0922 | Simple method | 4102.2801
2020-05-01 | WTO_LV | Simple method region | 344284.6022 | 0.3989 | 137335.1278 | METH | 8.366e-05 | 11.4894 | Simple method | 10.043
2020-05-01 | WTO_LV | Simple method region | 344284.6022 | 0.3989 | 137335.1278 | MPOW | 6.5182e-07 | 0.089518 | Simple method | 0.078248
2020-05-01 | WTO_LV | Simple method region | 344284.6022 | 0.3989 | 137335.1278 | MRPL | 0.25444 | 34943.0417 | Simple method | 30544.0713
2020-05-01 | WTO_LV | Simple method region | 344284.6022 | 0.3989 | 137335.1278 | MSVP | 0.011036 | 1515.6001 | Simple method | 1324.8016
2020-05-01 | WTO_LV | Simple method region | 344284.6022 | 0.3989 | 137335.1278 | NAPA | 0.016829 | 2311.1734 | Simple method | 2020.2204
2020-05-01 | WTO_LV | Simple method region | 344284.6022 | 0.3989 | 137335.1278 | NELS | 4.6849e-08 | 0.0064341 | Simple method | 0.0056241
2020-05-01 | WTO_LV | Simple method region | 344284.6022 | 0.3989 | 137335.1278 | NPOW | 0.0003074 | 42.2169 | Simple method | 36.9022
2020-05-01 | WTO_LV | Simple method region | 344284.6022 | 0.3989 | 137335.1278 | NTRG | 0.010282 | 1412.1315 | Simple method | 1234.3586
2020-05-01 | WTO_LV | Simple method region | 344284.6022 | 0.3989 | 137335.1278 | NZAS | 1.9457e-06 | 0.26721 | Simple method | 0.23357
2020-05-01 | WTO_LV | Simple method region | 344284.6022 | 0.3989 | 137335.1278 | NZST | 1.5674e-05 | 2.1527 | Simple method | 1.8817
2020-05-01 | WTO_LV | Simple method region | 344284.6022 | 0.3989 | 137335.1278 | OMVP | 0.00013428 | 18.4408 | Simple method | 16.1193
2020-05-01 | WTO_LV | Simple method region | 344284.6022 | 0.3989 | 137335.1278 | ORON | 3.3438e-06 | 0.45922 | Simple method | 0.40141
2020-05-01 | WTO_LV | Simple method region | 344284.6022 | 0.3989 | 137335.1278 | PANP | 1.5562e-06 | 0.21372 | Simple method | 0.18682
2020-05-01 | WTO_LV | Simple method region | 344284.6022 | 0.3989 | 137335.1278 | POCO | 0.22823 | 31344.4432 | Simple method | 27398.4994
2020-05-01 | WTO_LV | Simple method region | 344284.6022 | 0.3989 | 137335.1278 | POWN | 5.7579e-05 | 7.9076 | Simple method | 6.9121
2020-05-01 | WTO_LV | Simple method region | 344284.6022 | 0.3989 | 137335.1278 | RAYN | 1.7481e-09 | 0.00024008 | Simple method | 0.00020986
2020-05-01 | WTO_LV | Simple method region | 344284.6022 | 0.3989 | 137335.1278 | SCAN | 0.00013955 | 19.1648 | Simple method | 16.7521
2020-05-01 | WTO_LV | Simple method region | 344284.6022 | 0.3989 | 137335.1278 | SCGL | 0.00010595 | 14.551 | Simple method | 12.7192
2020-05-01 | WTO_LV | Simple method region | 344284.6022 | 0.3989 | 137335.1278 | SHPK | 1.5173e-09 | 0.00020838 | Simple method | 0.00018215
2020-05-01 | WTO_LV | Simple method region | 344284.6022 | 0.3989 | 137335.1278 | SKOG | 0.00089994 | 123.5927 | Simple method | 108.0336
2020-05-01 | WTO_LV | Simple method region | 344284.6022 | 0.3989 | 137335.1278 | SOLE | 7.2132e-12 | 9.9062e-07 | Simple method | 8.6591e-07
2020-05-01 | WTO_LV | Simple method region | 344284.6022 | 0.3989 | 137335.1278 | SOU2 | 9.6348e-05 | 13.2319 | Simple method | 11.5661
2020-05-01 | WTO_LV | Simple method region | 344284.6022 | 0.3989 | 137335.1278 | TARW | 0.0062859 | 863.2776 | Simple method | 754.5998
2020-05-01 | WTO_LV | Simple method region | 344284.6022 | 0.3989 | 137335.1278 | TASM | 5.5915e-07 | 0.076791 | Simple method | 0.067123
2020-05-01 | WTO_LV | Simple method region | 344284.6022 | 0.3989 | 137335.1278 | TBOP | 0.00091578 | 125.7692 | Simple method | 109.9361
2020-05-01 | WTO_LV | Simple method region | 344284.6022 | 0.3989 | 137335.1278 | TOD3 | 0.0048112 | 660.7453 | Simple method | 577.5642
2020-05-01 | WTO_LV | Simple method region | 344284.6022 | 0.3989 | 137335.1278 | TOPE | 2.2296e-05 | 3.062 | Simple method | 2.6765
2020-05-01 | WTO_LV | Simple method region | 344284.6022 | 0.3989 | 137335.1278 | TRNZ | 4.6558e-06 | 0.63941 | Simple method | 0.55891
2020-05-01 | WTO_LV | Simple method region | 344284.6022 | 0.3989 | 137335.1278 | TRUG | 0.0010488 | 144.0393 | Simple method | 125.9062
2020-05-01 | WTO_LV | Simple method region | 344284.6022 | 0.3989 | 137335.1278 | UNET | 0.0017925 | 246.1685 | Simple method | 215.1784
2020-05-01 | WTO_LV | Simple method region | 344284.6022 | 0.3989 | 137335.1278 | UNIS | 0.0032693 | 448.9901 | Simple method | 392.4669
2020-05-01 | WTO_LV | Simple method region | 344284.6022 | 0.3989 | 137335.1278 | VECT | 0.0064074 | 879.9653 | Simple method | 769.1867
2020-05-01 | WTO_LV | Simple method region | 344284.6022 | 0.3989 | 137335.1278 | WAIP | 0.095876 | 13167.1108 | Simple method | 11509.5066
2020-05-01 | WTO_LV | Simple method region | 344284.6022 | 0.3989 | 137335.1278 | WATA | 2.1992e-07 | 0.030202 | Simple method | 0.0264
2020-05-01 | WTO_LV | Simple method region | 344284.6022 | 0.3989 | 137335.1278 | WAV1 | 0.0064624 | 887.5136 | Simple method | 775.7847
2020-05-01 | WTO_LV | Simple method region | 344284.6022 | 0.3989 | 137335.1278 | WELE | 0.029177 | 4007.0177 | Simple method | 3502.5753
2020-05-01 | WTO_LV | Simple method region | 344284.6022 | 0.3989 | 137335.1278 | WNST | 9.2101e-07 | 0.12649 | Simple method | 0.11056
2020-05-01 | WTO_LV | Simple method region | 344284.6022 | 0.3989 | 137335.1278 | WPOW | 1.3336e-07 | 0.018315 | Simple method | 0.01601
2020-05-01 | WTO_LV | Simple method region | 344284.6022 | 0.3989 | 137335.1278 | WTOM | 0.040332 | 5538.9358 | Simple method | 4841.6406
2020-06-01 | WTO_LV | Simple method region | 401109.0779 | 0.4449 | 178453.4288 | ALPE | 5.2654e-07 | 0.093963 | Simple method | 0.082134
2020-06-01 | WTO_LV | Simple method region | 401109.0779 | 0.4449 | 178453.4288 | BUEL | 2.6501e-08 | 0.0047293 | Simple method | 0.0041339
2020-06-01 | WTO_LV | Simple method region | 401109.0779 | 0.4449 | 178453.4288 | CHBP | 0.0001992 | 35.5476 | Simple method | 31.0725
2020-06-01 | WTO_LV | Simple method region | 401109.0779 | 0.4449 | 178453.4288 | COUP | 0.096124 | 17153.6038 | Simple method | 14994.1411
2020-06-01 | WTO_LV | Simple method region | 401109.0779 | 0.4449 | 178453.4288 | CTCT | 0.067235 | 11998.2476 | Simple method | 10487.7913
2020-06-01 | WTO_LV | Simple method region | 401109.0779 | 0.4449 | 178453.4288 | DUNE | 6.3984e-05 | 11.4182 | Simple method | 9.9808
2020-06-01 | WTO_LV | Simple method region | 401109.0779 | 0.4449 | 178453.4288 | EASH | 4.4715e-07 | 0.079795 | Simple method | 0.06975
2020-06-01 | WTO_LV | Simple method region | 401109.0779 | 0.4449 | 178453.4288 | EAST | 3.684e-07 | 0.065743 | Simple method | 0.057466
2020-06-01 | WTO_LV | Simple method region | 401109.0779 | 0.4449 | 178453.4288 | GENE | 0.079776 | 14236.3179 | Simple method | 12444.1116
2020-06-01 | WTO_LV | Simple method region | 401109.0779 | 0.4449 | 178453.4288 | HORO | 0.00031928 | 56.9767 | Simple method | 49.804
2020-06-01 | WTO_LV | Simple method region | 401109.0779 | 0.4449 | 178453.4288 | HRZE | 2.9674e-05 | 5.2954 | Simple method | 4.6288
2020-06-01 | WTO_LV | Simple method region | 401109.0779 | 0.4449 | 178453.4288 | KIWI | 0.0010346 | 184.6318 | Simple method | 161.3886
2020-06-01 | WTO_LV | Simple method region | 401109.0779 | 0.4449 | 178453.4288 | KUPE | 0.00010339 | 18.4507 | Simple method | 16.128
2020-06-01 | WTO_LV | Simple method region | 401109.0779 | 0.4449 | 178453.4288 | MARL | 2.5538e-07 | 0.045574 | Simple method | 0.039837
2020-06-01 | WTO_LV | Simple method region | 401109.0779 | 0.4449 | 178453.4288 | MELT | 0.0017394 | 310.4043 | Simple method | 271.3276
2020-06-01 | WTO_LV | Simple method region | 401109.0779 | 0.4449 | 178453.4288 | MELW | 0.00013119 | 23.4109 | Simple method | 20.4637
2020-06-01 | WTO_LV | Simple method region | 401109.0779 | 0.4449 | 178453.4288 | MERI | 0.034173 | 6098.2096 | Simple method | 5330.5076
2020-06-01 | WTO_LV | Simple method region | 401109.0779 | 0.4449 | 178453.4288 | METH | 8.366e-05 | 14.9294 | Simple method | 13.0499
2020-06-01 | WTO_LV | Simple method region | 401109.0779 | 0.4449 | 178453.4288 | MPOW | 6.5182e-07 | 0.11632 | Simple method | 0.10168
2020-06-01 | WTO_LV | Simple method region | 401109.0779 | 0.4449 | 178453.4288 | MRPL | 0.25444 | 45405.0301 | Simple method | 39689.0027
2020-06-01 | WTO_LV | Simple method region | 401109.0779 | 0.4449 | 178453.4288 | MSVP | 0.011036 | 1969.3726 | Simple method | 1721.4488
2020-06-01 | WTO_LV | Simple method region | 401109.0779 | 0.4449 | 178453.4288 | NAPA | 0.016829 | 3003.1415 | Simple method | 2625.0768
2020-06-01 | WTO_LV | Simple method region | 401109.0779 | 0.4449 | 178453.4288 | NELS | 4.6849e-08 | 0.0083604 | Simple method | 0.0073079
2020-06-01 | WTO_LV | Simple method region | 401109.0779 | 0.4449 | 178453.4288 | NPOW | 0.0003074 | 54.8567 | Simple method | 47.9508
2020-06-01 | WTO_LV | Simple method region | 401109.0779 | 0.4449 | 178453.4288 | NTRG | 0.010282 | 1834.9254 | Simple method | 1603.9271
2020-06-01 | WTO_LV | Simple method region | 401109.0779 | 0.4449 | 178453.4288 | NZAS | 1.9457e-06 | 0.34722 | Simple method | 0.30351
2020-06-01 | WTO_LV | Simple method region | 401109.0779 | 0.4449 | 178453.4288 | NZST | 1.5674e-05 | 2.7972 | Simple method | 2.445
2020-06-01 | WTO_LV | Simple method region | 401109.0779 | 0.4449 | 178453.4288 | OMVP | 0.00013428 | 23.962 | Simple method | 20.9454
2020-06-01 | WTO_LV | Simple method region | 401109.0779 | 0.4449 | 178453.4288 | ORON | 3.3438e-06 | 0.59671 | Simple method | 0.52159
2020-06-01 | WTO_LV | Simple method region | 401109.0779 | 0.4449 | 178453.4288 | PANP | 1.5562e-06 | 0.27771 | Simple method | 0.24275
2020-06-01 | WTO_LV | Simple method region | 401109.0779 | 0.4449 | 178453.4288 | POCO | 0.22823 | 40729.0069 | Simple method | 35601.6428
2020-06-01 | WTO_LV | Simple method region | 401109.0779 | 0.4449 | 178453.4288 | POWN | 5.7579e-05 | 10.2751 | Simple method | 8.9816
2020-06-01 | WTO_LV | Simple method region | 401109.0779 | 0.4449 | 178453.4288 | RAYN | 1.7481e-09 | 0.00031196 | Simple method | 0.00027269
2020-06-01 | WTO_LV | Simple method region | 401109.0779 | 0.4449 | 178453.4288 | SCAN | 0.00013955 | 24.9027 | Simple method | 21.7677
2020-06-01 | WTO_LV | Simple method region | 401109.0779 | 0.4449 | 178453.4288 | SCGL | 0.00010595 | 18.9076 | Simple method | 16.5273
2020-06-01 | WTO_LV | Simple method region | 401109.0779 | 0.4449 | 178453.4288 | SHPK | 1.5173e-09 | 0.00027077 | Simple method | 0.00023668
2020-06-01 | WTO_LV | Simple method region | 401109.0779 | 0.4449 | 178453.4288 | SKOG | 0.00089994 | 160.5965 | Simple method | 140.379
2020-06-01 | WTO_LV | Simple method region | 401109.0779 | 0.4449 | 178453.4288 | SOLE | 7.2132e-12 | 1.2872e-06 | Simple method | 1.1252e-06
2020-06-01 | WTO_LV | Simple method region | 401109.0779 | 0.4449 | 178453.4288 | SOU2 | 9.6348e-05 | 17.1935 | Simple method | 15.0291
2020-06-01 | WTO_LV | Simple method region | 401109.0779 | 0.4449 | 178453.4288 | TARW | 0.0062859 | 1121.744 | Simple method | 980.5279
2020-06-01 | WTO_LV | Simple method region | 401109.0779 | 0.4449 | 178453.4288 | TASM | 5.5915e-07 | 0.099782 | Simple method | 0.08722
2020-06-01 | WTO_LV | Simple method region | 401109.0779 | 0.4449 | 178453.4288 | TBOP | 0.00091578 | 163.4246 | Simple method | 142.8512
2020-06-01 | WTO_LV | Simple method region | 401109.0779 | 0.4449 | 178453.4288 | TOD3 | 0.0048112 | 858.5732 | Simple method | 750.4876
2020-06-01 | WTO_LV | Simple method region | 401109.0779 | 0.4449 | 178453.4288 | TOPE | 2.2296e-05 | 3.9787 | Simple method | 3.4778
2020-06-01 | WTO_LV | Simple method region | 401109.0779 | 0.4449 | 178453.4288 | TRNZ | 4.6558e-06 | 0.83085 | Simple method | 0.72625
2020-06-01 | WTO_LV | Simple method region | 401109.0779 | 0.4449 | 178453.4288 | TRUG | 0.0010488 | 187.1648 | Simple method | 163.6027
2020-06-01 | WTO_LV | Simple method region | 401109.0779 | 0.4449 | 178453.4288 | UNET | 0.0017925 | 319.8717 | Simple method | 279.6031
2020-06-01 | WTO_LV | Simple method region | 401109.0779 | 0.4449 | 178453.4288 | UNIS | 0.0032693 | 583.4183 | Simple method | 509.9719
2020-06-01 | WTO_LV | Simple method region | 401109.0779 | 0.4449 | 178453.4288 | VECT | 0.0064074 | 1143.428 | Simple method | 999.4821
2020-06-01 | WTO_LV | Simple method region | 401109.0779 | 0.4449 | 178453.4288 | WAIP | 0.095876 | 17109.3594 | Simple method | 14955.4666
2020-06-01 | WTO_LV | Simple method region | 401109.0779 | 0.4449 | 178453.4288 | WATA | 2.1992e-07 | 0.039245 | Simple method | 0.034304
2020-06-01 | WTO_LV | Simple method region | 401109.0779 | 0.4449 | 178453.4288 | WAV1 | 0.0064624 | 1153.2362 | Simple method | 1008.0556
2020-06-01 | WTO_LV | Simple method region | 401109.0779 | 0.4449 | 178453.4288 | WELE | 0.029177 | 5206.7236 | Simple method | 4551.2505
2020-06-01 | WTO_LV | Simple method region | 401109.0779 | 0.4449 | 178453.4288 | WNST | 9.2101e-07 | 0.16436 | Simple method | 0.14367
2020-06-01 | WTO_LV | Simple method region | 401109.0779 | 0.4449 | 178453.4288 | WPOW | 1.3336e-07 | 0.023799 | Simple method | 0.020803
2020-06-01 | WTO_LV | Simple method region | 401109.0779 | 0.4449 | 178453.4288 | WTOM | 0.040332 | 7197.2998 | Simple method | 6291.2336
2020-07-01 | WTO_LV | Simple method region | 403941.9648 | 0.5722 | 231135.5922 | ALPE | 5.2654e-07 | 0.1217 | Simple method | 0.10638
2020-07-01 | WTO_LV | Simple method region | 403941.9648 | 0.5722 | 231135.5922 | BUEL | 2.6501e-08 | 0.0061254 | Simple method | 0.0053543
2020-07-01 | WTO_LV | Simple method region | 403941.9648 | 0.5722 | 231135.5922 | CHBP | 0.0001992 | 46.0418 | Simple method | 40.2456
2020-07-01 | WTO_LV | Simple method region | 403941.9648 | 0.5722 | 231135.5922 | COUP | 0.096124 | 22217.6083 | Simple method | 19420.6393
2020-07-01 | WTO_LV | Simple method region | 403941.9648 | 0.5722 | 231135.5922 | CTCT | 0.067235 | 15540.3125 | Simple method | 13583.9466
2020-07-01 | WTO_LV | Simple method region | 403941.9648 | 0.5722 | 231135.5922 | DUNE | 6.3984e-05 | 14.789 | Simple method | 12.9273
2020-07-01 | WTO_LV | Simple method region | 403941.9648 | 0.5722 | 231135.5922 | EASH | 4.4715e-07 | 0.10335 | Simple method | 0.090341
2020-07-01 | WTO_LV | Simple method region | 403941.9648 | 0.5722 | 231135.5922 | EAST | 3.684e-07 | 0.085151 | Simple method | 0.074431
2020-07-01 | WTO_LV | Simple method region | 403941.9648 | 0.5722 | 231135.5922 | GENE | 0.079776 | 18439.0953 | Simple method | 16117.8024
2020-07-01 | WTO_LV | Simple method region | 403941.9648 | 0.5722 | 231135.5922 | HORO | 0.00031928 | 73.7971 | Simple method | 64.5068
2020-07-01 | WTO_LV | Simple method region | 403941.9648 | 0.5722 | 231135.5922 | HRZE | 2.9674e-05 | 6.8587 | Simple method | 5.9953
2020-07-01 | WTO_LV | Simple method region | 403941.9648 | 0.5722 | 231135.5922 | KIWI | 0.0010346 | 239.1379 | Simple method | 209.0329
2020-07-01 | WTO_LV | Simple method region | 403941.9648 | 0.5722 | 231135.5922 | KUPE | 0.00010339 | 23.8976 | Simple method | 20.8892
2020-07-01 | WTO_LV | Simple method region | 403941.9648 | 0.5722 | 231135.5922 | MARL | 2.5538e-07 | 0.059028 | Simple method | 0.051597
2020-07-01 | WTO_LV | Simple method region | 403941.9648 | 0.5722 | 231135.5922 | MELT | 0.0017394 | 402.0404 | Simple method | 351.4276
2020-07-01 | WTO_LV | Simple method region | 403941.9648 | 0.5722 | 231135.5922 | MELW | 0.00013119 | 30.3221 | Simple method | 26.5049
2020-07-01 | WTO_LV | Simple method region | 403941.9648 | 0.5722 | 231135.5922 | MERI | 0.034173 | 7898.4938 | Simple method | 6904.1545
2020-07-01 | WTO_LV | Simple method region | 403941.9648 | 0.5722 | 231135.5922 | METH | 8.366e-05 | 19.3367 | Simple method | 16.9024
2020-07-01 | WTO_LV | Simple method region | 403941.9648 | 0.5722 | 231135.5922 | MPOW | 6.5182e-07 | 0.15066 | Simple method | 0.13169
2020-07-01 | WTO_LV | Simple method region | 403941.9648 | 0.5722 | 231135.5922 | MRPL | 0.25444 | 58809.2848 | Simple method | 51405.7993
2020-07-01 | WTO_LV | Simple method region | 403941.9648 | 0.5722 | 231135.5922 | MSVP | 0.011036 | 2550.7613 | Simple method | 2229.6466
2020-07-01 | WTO_LV | Simple method region | 403941.9648 | 0.5722 | 231135.5922 | NAPA | 0.016829 | 3889.7145 | Simple method | 3400.0393
2020-07-01 | WTO_LV | Simple method region | 403941.9648 | 0.5722 | 231135.5922 | NELS | 4.6849e-08 | 0.010829 | Simple method | 0.0094654
2020-07-01 | WTO_LV | Simple method region | 403941.9648 | 0.5722 | 231135.5922 | NPOW | 0.0003074 | 71.0512 | Simple method | 62.1066
2020-07-01 | WTO_LV | Simple method region | 403941.9648 | 0.5722 | 231135.5922 | NTRG | 0.010282 | 2376.6232 | Simple method | 2077.4307
2020-07-01 | WTO_LV | Simple method region | 403941.9648 | 0.5722 | 231135.5922 | NZAS | 1.9457e-06 | 0.44972 | Simple method | 0.39311
2020-07-01 | WTO_LV | Simple method region | 403941.9648 | 0.5722 | 231135.5922 | NZST | 1.5674e-05 | 3.6229 | Simple method | 3.1668
2020-07-01 | WTO_LV | Simple method region | 403941.9648 | 0.5722 | 231135.5922 | OMVP | 0.00013428 | 31.0359 | Simple method | 27.1288
2020-07-01 | WTO_LV | Simple method region | 403941.9648 | 0.5722 | 231135.5922 | ORON | 3.3438e-06 | 0.77287 | Simple method | 0.67557
2020-07-01 | WTO_LV | Simple method region | 403941.9648 | 0.5722 | 231135.5922 | PANP | 1.5562e-06 | 0.3597 | Simple method | 0.31442
2020-07-01 | WTO_LV | Simple method region | 403941.9648 | 0.5722 | 231135.5922 | POCO | 0.22823 | 52752.8285 | Simple method | 46111.7887
2020-07-01 | WTO_LV | Simple method region | 403941.9648 | 0.5722 | 231135.5922 | POWN | 5.7579e-05 | 13.3085 | Simple method | 11.6331
2020-07-01 | WTO_LV | Simple method region | 403941.9648 | 0.5722 | 231135.5922 | RAYN | 1.7481e-09 | 0.00040406 | Simple method | 0.00035319
2020-07-01 | WTO_LV | Simple method region | 403941.9648 | 0.5722 | 231135.5922 | SCAN | 0.00013955 | 32.2544 | Simple method | 28.1939
2020-07-01 | WTO_LV | Simple method region | 403941.9648 | 0.5722 | 231135.5922 | SCGL | 0.00010595 | 24.4894 | Simple method | 21.4064
2020-07-01 | WTO_LV | Simple method region | 403941.9648 | 0.5722 | 231135.5922 | SHPK | 1.5173e-09 | 0.0003507 | Simple method | 0.00030655
2020-07-01 | WTO_LV | Simple method region | 403941.9648 | 0.5722 | 231135.5922 | SKOG | 0.00089994 | 208.007 | Simple method | 181.8211
2020-07-01 | WTO_LV | Simple method region | 403941.9648 | 0.5722 | 231135.5922 | SOLE | 7.2132e-12 | 1.6672e-06 | Simple method | 1.4573e-06
2020-07-01 | WTO_LV | Simple method region | 403941.9648 | 0.5722 | 231135.5922 | SOU2 | 9.6348e-05 | 22.2693 | Simple method | 19.4659
2020-07-01 | WTO_LV | Simple method region | 403941.9648 | 0.5722 | 231135.5922 | TARW | 0.0062859 | 1452.8999 | Simple method | 1269.9947
2020-07-01 | WTO_LV | Simple method region | 403941.9648 | 0.5722 | 231135.5922 | TASM | 5.5915e-07 | 0.12924 | Simple method | 0.11297
2020-07-01 | WTO_LV | Simple method region | 403941.9648 | 0.5722 | 231135.5922 | TBOP | 0.00091578 | 211.6701 | Simple method | 185.023
2020-07-01 | WTO_LV | Simple method region | 403941.9648 | 0.5722 | 231135.5922 | TOD3 | 0.0048112 | 1112.0371 | Simple method | 972.043
2020-07-01 | WTO_LV | Simple method region | 403941.9648 | 0.5722 | 231135.5922 | TOPE | 2.2296e-05 | 5.1533 | Simple method | 4.5046
2020-07-01 | WTO_LV | Simple method region | 403941.9648 | 0.5722 | 231135.5922 | TRNZ | 4.6558e-06 | 1.0761 | Simple method | 0.94065
2020-07-01 | WTO_LV | Simple method region | 403941.9648 | 0.5722 | 231135.5922 | TRUG | 0.0010488 | 242.4187 | Simple method | 211.9007
2020-07-01 | WTO_LV | Simple method region | 403941.9648 | 0.5722 | 231135.5922 | UNET | 0.0017925 | 414.3026 | Simple method | 362.1462
2020-07-01 | WTO_LV | Simple method region | 403941.9648 | 0.5722 | 231135.5922 | UNIS | 0.0032693 | 755.6522 | Simple method | 660.5234
2020-07-01 | WTO_LV | Simple method region | 403941.9648 | 0.5722 | 231135.5922 | VECT | 0.0064074 | 1480.9853 | Simple method | 1294.5444
2020-07-01 | WTO_LV | Simple method region | 403941.9648 | 0.5722 | 231135.5922 | WAIP | 0.095876 | 22160.3023 | Simple method | 19370.5476
2020-07-01 | WTO_LV | Simple method region | 403941.9648 | 0.5722 | 231135.5922 | WATA | 2.1992e-07 | 0.050831 | Simple method | 0.044432
2020-07-01 | WTO_LV | Simple method region | 403941.9648 | 0.5722 | 231135.5922 | WAV1 | 0.0064624 | 1493.6891 | Simple method | 1305.6489
2020-07-01 | WTO_LV | Simple method region | 403941.9648 | 0.5722 | 231135.5922 | WELE | 0.029177 | 6743.8275 | Simple method | 5894.8488
2020-07-01 | WTO_LV | Simple method region | 403941.9648 | 0.5722 | 231135.5922 | WNST | 9.2101e-07 | 0.21288 | Simple method | 0.18608
2020-07-01 | WTO_LV | Simple method region | 403941.9648 | 0.5722 | 231135.5922 | WPOW | 1.3336e-07 | 0.030825 | Simple method | 0.026944
2020-07-01 | WTO_LV | Simple method region | 403941.9648 | 0.5722 | 231135.5922 | WTOM | 0.040332 | 9322.0521 | Simple method | 8148.5014
2020-08-01 | WTO_LV | Simple method region | 329652.1319 | 0.9035 | 297840.7012 | ALPE | 5.2654e-07 | 0.15682 | Simple method | 0.13708
2020-08-01 | WTO_LV | Simple method region | 329652.1319 | 0.9035 | 297840.7012 | BUEL | 2.6501e-08 | 0.0078932 | Simple method | 0.0068995
2020-08-01 | WTO_LV | Simple method region | 329652.1319 | 0.9035 | 297840.7012 | CHBP | 0.0001992 | 59.3293 | Simple method | 51.8604
2020-08-01 | WTO_LV | Simple method region | 329652.1319 | 0.9035 | 297840.7012 | COUP | 0.096124 | 28629.5501 | Simple method | 25025.3835
2020-08-01 | WTO_LV | Simple method region | 329652.1319 | 0.9035 | 297840.7012 | CTCT | 0.067235 | 20025.2049 | Simple method | 17504.237
2020-08-01 | WTO_LV | Simple method region | 329652.1319 | 0.9035 | 297840.7012 | DUNE | 6.3984e-05 | 19.0571 | Simple method | 16.658
2020-08-01 | WTO_LV | Simple method region | 329652.1319 | 0.9035 | 297840.7012 | EASH | 4.4715e-07 | 0.13318 | Simple method | 0.11641
2020-08-01 | WTO_LV | Simple method region | 329652.1319 | 0.9035 | 297840.7012 | EAST | 3.684e-07 | 0.10973 | Simple method | 0.095912
2020-08-01 | WTO_LV | Simple method region | 329652.1319 | 0.9035 | 297840.7012 | GENE | 0.079776 | 23760.5685 | Simple method | 20769.3567
2020-08-01 | WTO_LV | Simple method region | 329652.1319 | 0.9035 | 297840.7012 | HORO | 0.00031928 | 95.0948 | Simple method | 83.1233
2020-08-01 | WTO_LV | Simple method region | 329652.1319 | 0.9035 | 297840.7012 | HRZE | 2.9674e-05 | 8.8381 | Simple method | 7.7255
2020-08-01 | WTO_LV | Simple method region | 329652.1319 | 0.9035 | 297840.7012 | KIWI | 0.0010346 | 308.1525 | Simple method | 269.3592
2020-08-01 | WTO_LV | Simple method region | 329652.1319 | 0.9035 | 297840.7012 | KUPE | 0.00010339 | 30.7944 | Simple method | 26.9177
2020-08-01 | WTO_LV | Simple method region | 329652.1319 | 0.9035 | 297840.7012 | MARL | 2.5538e-07 | 0.076064 | Simple method | 0.066488
2020-08-01 | WTO_LV | Simple method region | 329652.1319 | 0.9035 | 297840.7012 | MELT | 0.0017394 | 518.0681 | Simple method | 452.8487
2020-08-01 | WTO_LV | Simple method region | 329652.1319 | 0.9035 | 297840.7012 | MELW | 0.00013119 | 39.073 | Simple method | 34.1541
2020-08-01 | WTO_LV | Simple method region | 329652.1319 | 0.9035 | 297840.7012 | MERI | 0.034173 | 10177.9778 | Simple method | 8896.6748
2020-08-01 | WTO_LV | Simple method region | 329652.1319 | 0.9035 | 297840.7012 | METH | 8.366e-05 | 24.9173 | Simple method | 21.7804
2020-08-01 | WTO_LV | Simple method region | 329652.1319 | 0.9035 | 297840.7012 | MPOW | 6.5182e-07 | 0.19414 | Simple method | 0.1697
2020-08-01 | WTO_LV | Simple method region | 329652.1319 | 0.9035 | 297840.7012 | MRPL | 0.25444 | 75781.4859 | Simple method | 66241.3744
2020-08-01 | WTO_LV | Simple method region | 329652.1319 | 0.9035 | 297840.7012 | MSVP | 0.011036 | 3286.9042 | Simple method | 2873.1167
2020-08-01 | WTO_LV | Simple method region | 329652.1319 | 0.9035 | 297840.7012 | NAPA | 0.016829 | 5012.2756 | Simple method | 4381.2815
2020-08-01 | WTO_LV | Simple method region | 329652.1319 | 0.9035 | 297840.7012 | NELS | 4.6849e-08 | 0.013954 | Simple method | 0.012197
2020-08-01 | WTO_LV | Simple method region | 329652.1319 | 0.9035 | 297840.7012 | NPOW | 0.0003074 | 91.5564 | Simple method | 80.0303
2020-08-01 | WTO_LV | Simple method region | 329652.1319 | 0.9035 | 297840.7012 | NTRG | 0.010282 | 3062.5103 | Simple method | 2676.9717
2020-08-01 | WTO_LV | Simple method region | 329652.1319 | 0.9035 | 297840.7012 | NZAS | 1.9457e-06 | 0.57951 | Simple method | 0.50655
2020-08-01 | WTO_LV | Simple method region | 329652.1319 | 0.9035 | 297840.7012 | NZST | 1.5674e-05 | 4.6685 | Simple method | 4.0808
2020-08-01 | WTO_LV | Simple method region | 329652.1319 | 0.9035 | 297840.7012 | OMVP | 0.00013428 | 39.9928 | Simple method | 34.9581
2020-08-01 | WTO_LV | Simple method region | 329652.1319 | 0.9035 | 297840.7012 | ORON | 3.3438e-06 | 0.99592 | Simple method | 0.87054
2020-08-01 | WTO_LV | Simple method region | 329652.1319 | 0.9035 | 297840.7012 | PANP | 1.5562e-06 | 0.46351 | Simple method | 0.40516
2020-08-01 | WTO_LV | Simple method region | 329652.1319 | 0.9035 | 297840.7012 | POCO | 0.22823 | 67977.1526 | Simple method | 59419.5266
2020-08-01 | WTO_LV | Simple method region | 329652.1319 | 0.9035 | 297840.7012 | POWN | 5.7579e-05 | 17.1493 | Simple method | 14.9904
2020-08-01 | WTO_LV | Simple method region | 329652.1319 | 0.9035 | 297840.7012 | RAYN | 1.7481e-09 | 0.00052066 | Simple method | 0.00045512
2020-08-01 | WTO_LV | Simple method region | 329652.1319 | 0.9035 | 297840.7012 | SCAN | 0.00013955 | 41.563 | Simple method | 36.3306
2020-08-01 | WTO_LV | Simple method region | 329652.1319 | 0.9035 | 297840.7012 | SCGL | 0.00010595 | 31.557 | Simple method | 27.5843
2020-08-01 | WTO_LV | Simple method region | 329652.1319 | 0.9035 | 297840.7012 | SHPK | 1.5173e-09 | 0.00045192 | Simple method | 0.00039502
2020-08-01 | WTO_LV | Simple method region | 329652.1319 | 0.9035 | 297840.7012 | SKOG | 0.00089994 | 268.0373 | Simple method | 234.2941
2020-08-01 | WTO_LV | Simple method region | 329652.1319 | 0.9035 | 297840.7012 | SOLE | 7.2132e-12 | 2.1484e-06 | Simple method | 1.8779e-06
2020-08-01 | WTO_LV | Simple method region | 329652.1319 | 0.9035 | 297840.7012 | SOU2 | 9.6348e-05 | 28.6962 | Simple method | 25.0837
2020-08-01 | WTO_LV | Simple method region | 329652.1319 | 0.9035 | 297840.7012 | TARW | 0.0062859 | 1872.2028 | Simple method | 1636.5117
2020-08-01 | WTO_LV | Simple method region | 329652.1319 | 0.9035 | 297840.7012 | TASM | 5.5915e-07 | 0.16654 | Simple method | 0.14557
2020-08-01 | WTO_LV | Simple method region | 329652.1319 | 0.9035 | 297840.7012 | TBOP | 0.00091578 | 272.7575 | Simple method | 238.4201
2020-08-01 | WTO_LV | Simple method region | 329652.1319 | 0.9035 | 297840.7012 | TOD3 | 0.0048112 | 1432.9679 | Simple method | 1252.572
2020-08-01 | WTO_LV | Simple method region | 329652.1319 | 0.9035 | 297840.7012 | TOPE | 2.2296e-05 | 6.6405 | Simple method | 5.8046
2020-08-01 | WTO_LV | Simple method region | 329652.1319 | 0.9035 | 297840.7012 | TRNZ | 4.6558e-06 | 1.3867 | Simple method | 1.2121
2020-08-01 | WTO_LV | Simple method region | 329652.1319 | 0.9035 | 297840.7012 | TRUG | 0.0010488 | 312.3801 | Simple method | 273.0547
2020-08-01 | WTO_LV | Simple method region | 329652.1319 | 0.9035 | 297840.7012 | UNET | 0.0017925 | 533.8693 | Simple method | 466.6606
2020-08-01 | WTO_LV | Simple method region | 329652.1319 | 0.9035 | 297840.7012 | UNIS | 0.0032693 | 973.7314 | Simple method | 851.1486
2020-08-01 | WTO_LV | Simple method region | 329652.1319 | 0.9035 | 297840.7012 | VECT | 0.0064074 | 1908.3936 | Simple method | 1668.1464
2020-08-01 | WTO_LV | Simple method region | 329652.1319 | 0.9035 | 297840.7012 | WAIP | 0.095876 | 28555.7058 | Simple method | 24960.8354
2020-08-01 | WTO_LV | Simple method region | 329652.1319 | 0.9035 | 297840.7012 | WATA | 2.1992e-07 | 0.0655 | Simple method | 0.057254
2020-08-01 | WTO_LV | Simple method region | 329652.1319 | 0.9035 | 297840.7012 | WAV1 | 0.0064624 | 1924.7637 | Simple method | 1682.4557
2020-08-01 | WTO_LV | Simple method region | 329652.1319 | 0.9035 | 297840.7012 | WELE | 0.029177 | 8690.078 | Simple method | 7596.0863
2020-08-01 | WTO_LV | Simple method region | 329652.1319 | 0.9035 | 297840.7012 | WNST | 9.2101e-07 | 0.27432 | Simple method | 0.23978
2020-08-01 | WTO_LV | Simple method region | 329652.1319 | 0.9035 | 297840.7012 | WPOW | 1.3336e-07 | 0.039721 | Simple method | 0.034721
2020-08-01 | WTO_LV | Simple method region | 329652.1319 | 0.9035 | 297840.7012 | WTOM | 0.040332 | 12012.3712 | Simple method | 10500.1369
2020-09-01 | WTO_LV | Simple method region | 401430.4464 | 0.5459 | 219140.8807 | ALPE | 5.2654e-07 | 0.11539 | Simple method | 0.10086
2020-09-01 | WTO_LV | Simple method region | 401430.4464 | 0.5459 | 219140.8807 | BUEL | 2.6501e-08 | 0.0058076 | Simple method | 0.0050764
2020-09-01 | WTO_LV | Simple method region | 401430.4464 | 0.5459 | 219140.8807 | CHBP | 0.0001992 | 43.6525 | Simple method | 38.1571
2020-09-01 | WTO_LV | Simple method region | 401430.4464 | 0.5459 | 219140.8807 | COUP | 0.096124 | 21064.6322 | Simple method | 18412.8111
2020-09-01 | WTO_LV | Simple method region | 401430.4464 | 0.5459 | 219140.8807 | CTCT | 0.067235 | 14733.8527 | Simple method | 12879.0118
2020-09-01 | WTO_LV | Simple method region | 401430.4464 | 0.5459 | 219140.8807 | DUNE | 6.3984e-05 | 14.0216 | Simple method | 12.2564
2020-09-01 | WTO_LV | Simple method region | 401430.4464 | 0.5459 | 219140.8807 | EASH | 4.4715e-07 | 0.097989 | Simple method | 0.085653
2020-09-01 | WTO_LV | Simple method region | 401430.4464 | 0.5459 | 219140.8807 | EAST | 3.684e-07 | 0.080732 | Simple method | 0.070569
2020-09-01 | WTO_LV | Simple method region | 401430.4464 | 0.5459 | 219140.8807 | GENE | 0.079776 | 17482.204 | Simple method | 15281.3739
2020-09-01 | WTO_LV | Simple method region | 401430.4464 | 0.5459 | 219140.8807 | HORO | 0.00031928 | 69.9675 | Simple method | 61.1593
2020-09-01 | WTO_LV | Simple method region | 401430.4464 | 0.5459 | 219140.8807 | HRZE | 2.9674e-05 | 6.5028 | Simple method | 5.6841
2020-09-01 | WTO_LV | Simple method region | 401430.4464 | 0.5459 | 219140.8807 | KIWI | 0.0010346 | 226.7279 | Simple method | 198.1852
2020-09-01 | WTO_LV | Simple method region | 401430.4464 | 0.5459 | 219140.8807 | KUPE | 0.00010339 | 22.6575 | Simple method | 19.8051
2020-09-01 | WTO_LV | Simple method region | 401430.4464 | 0.5459 | 219140.8807 | MARL | 2.5538e-07 | 0.055965 | Simple method | 0.04892
2020-09-01 | WTO_LV | Simple method region | 401430.4464 | 0.5459 | 219140.8807 | MELT | 0.0017394 | 381.1766 | Simple method | 333.1904
2020-09-01 | WTO_LV | Simple method region | 401430.4464 | 0.5459 | 219140.8807 | MELW | 0.00013119 | 28.7486 | Simple method | 25.1294
2020-09-01 | WTO_LV | Simple method region | 401430.4464 | 0.5459 | 219140.8807 | MERI | 0.034173 | 7488.6038 | Simple method | 6545.8654
2020-09-01 | WTO_LV | Simple method region | 401430.4464 | 0.5459 | 219140.8807 | METH | 8.366e-05 | 18.3333 | Simple method | 16.0253
2020-09-01 | WTO_LV | Simple method region | 401430.4464 | 0.5459 | 219140.8807 | MPOW | 6.5182e-07 | 0.14284 | Simple method | 0.12486
2020-09-01 | WTO_LV | Simple method region | 401430.4464 | 0.5459 | 219140.8807 | MRPL | 0.25444 | 55757.3948 | Simple method | 48738.1109
2020-09-01 | WTO_LV | Simple method region | 401430.4464 | 0.5459 | 219140.8807 | MSVP | 0.011036 | 2418.3903 | Simple method | 2113.9398
2020-09-01 | WTO_LV | Simple method region | 401430.4464 | 0.5459 | 219140.8807 | NAPA | 0.016829 | 3687.8589 | Simple method | 3223.5953
2020-09-01 | WTO_LV | Simple method region | 401430.4464 | 0.5459 | 219140.8807 | NELS | 4.6849e-08 | 0.010267 | Simple method | 0.0089742
2020-09-01 | WTO_LV | Simple method region | 401430.4464 | 0.5459 | 219140.8807 | NPOW | 0.0003074 | 67.364 | Simple method | 58.8836
2020-09-01 | WTO_LV | Simple method region | 401430.4464 | 0.5459 | 219140.8807 | NTRG | 0.010282 | 2253.2891 | Simple method | 1969.6231
2020-09-01 | WTO_LV | Simple method region | 401430.4464 | 0.5459 | 219140.8807 | NZAS | 1.9457e-06 | 0.42638 | Simple method | 0.3727
2020-09-01 | WTO_LV | Simple method region | 401430.4464 | 0.5459 | 219140.8807 | NZST | 1.5674e-05 | 3.4349 | Simple method | 3.0025
2020-09-01 | WTO_LV | Simple method region | 401430.4464 | 0.5459 | 219140.8807 | OMVP | 0.00013428 | 29.4253 | Simple method | 25.721
2020-09-01 | WTO_LV | Simple method region | 401430.4464 | 0.5459 | 219140.8807 | ORON | 3.3438e-06 | 0.73276 | Simple method | 0.64051
2020-09-01 | WTO_LV | Simple method region | 401430.4464 | 0.5459 | 219140.8807 | PANP | 1.5562e-06 | 0.34103 | Simple method | 0.2981
2020-09-01 | WTO_LV | Simple method region | 401430.4464 | 0.5459 | 219140.8807 | POCO | 0.22823 | 50015.2365 | Simple method | 43718.8314
2020-09-01 | WTO_LV | Simple method region | 401430.4464 | 0.5459 | 219140.8807 | POWN | 5.7579e-05 | 12.6178 | Simple method | 11.0294
2020-09-01 | WTO_LV | Simple method region | 401430.4464 | 0.5459 | 219140.8807 | RAYN | 1.7481e-09 | 0.00038309 | Simple method | 0.00033486
2020-09-01 | WTO_LV | Simple method region | 401430.4464 | 0.5459 | 219140.8807 | SCAN | 0.00013955 | 30.5806 | Simple method | 26.7308
2020-09-01 | WTO_LV | Simple method region | 401430.4464 | 0.5459 | 219140.8807 | SCGL | 0.00010595 | 23.2185 | Simple method | 20.2955
2020-09-01 | WTO_LV | Simple method region | 401430.4464 | 0.5459 | 219140.8807 | SHPK | 1.5173e-09 | 0.0003325 | Simple method | 0.00029065
2020-09-01 | WTO_LV | Simple method region | 401430.4464 | 0.5459 | 219140.8807 | SKOG | 0.00089994 | 197.2126 | Simple method | 172.3855
2020-09-01 | WTO_LV | Simple method region | 401430.4464 | 0.5459 | 219140.8807 | SOLE | 7.2132e-12 | 1.5807e-06 | Simple method | 1.3817e-06
2020-09-01 | WTO_LV | Simple method region | 401430.4464 | 0.5459 | 219140.8807 | SOU2 | 9.6348e-05 | 21.1137 | Simple method | 18.4557
2020-09-01 | WTO_LV | Simple method region | 401430.4464 | 0.5459 | 219140.8807 | TARW | 0.0062859 | 1377.5021 | Simple method | 1204.0887
2020-09-01 | WTO_LV | Simple method region | 401430.4464 | 0.5459 | 219140.8807 | TASM | 5.5915e-07 | 0.12253 | Simple method | 0.10711
2020-09-01 | WTO_LV | Simple method region | 401430.4464 | 0.5459 | 219140.8807 | TBOP | 0.00091578 | 200.6855 | Simple method | 175.4213
2020-09-01 | WTO_LV | Simple method region | 401430.4464 | 0.5459 | 219140.8807 | TOD3 | 0.0048112 | 1054.3282 | Simple method | 921.5991
2020-09-01 | WTO_LV | Simple method region | 401430.4464 | 0.5459 | 219140.8807 | TOPE | 2.2296e-05 | 4.8859 | Simple method | 4.2708
2020-09-01 | WTO_LV | Simple method region | 401430.4464 | 0.5459 | 219140.8807 | TRNZ | 4.6558e-06 | 1.0203 | Simple method | 0.89184
2020-09-01 | WTO_LV | Simple method region | 401430.4464 | 0.5459 | 219140.8807 | TRUG | 0.0010488 | 229.8385 | Simple method | 200.9042
2020-09-01 | WTO_LV | Simple method region | 401430.4464 | 0.5459 | 219140.8807 | UNET | 0.0017925 | 392.8025 | Simple method | 343.3527
2020-09-01 | WTO_LV | Simple method region | 401430.4464 | 0.5459 | 219140.8807 | UNIS | 0.0032693 | 716.4379 | Simple method | 626.2457
2020-09-01 | WTO_LV | Simple method region | 401430.4464 | 0.5459 | 219140.8807 | VECT | 0.0064074 | 1404.13 | Simple method | 1227.3644
2020-09-01 | WTO_LV | Simple method region | 401430.4464 | 0.5459 | 219140.8807 | WAIP | 0.095876 | 21010.3001 | Simple method | 18365.3189
2020-09-01 | WTO_LV | Simple method region | 401430.4464 | 0.5459 | 219140.8807 | WATA | 2.1992e-07 | 0.048193 | Simple method | 0.042126
2020-09-01 | WTO_LV | Simple method region | 401430.4464 | 0.5459 | 219140.8807 | WAV1 | 0.0064624 | 1416.1745 | Simple method | 1237.8927
2020-09-01 | WTO_LV | Simple method region | 401430.4464 | 0.5459 | 219140.8807 | WELE | 0.029177 | 6393.8586 | Simple method | 5588.9374
2020-09-01 | WTO_LV | Simple method region | 401430.4464 | 0.5459 | 219140.8807 | WNST | 9.2101e-07 | 0.20183 | Simple method | 0.17642
2020-09-01 | WTO_LV | Simple method region | 401430.4464 | 0.5459 | 219140.8807 | WPOW | 1.3336e-07 | 0.029225 | Simple method | 0.025546
2020-09-01 | WTO_LV | Simple method region | 401430.4464 | 0.5459 | 219140.8807 | WTOM | 0.040332 | 8838.287 | Simple method | 7725.6374
2020-10-01 | WTO_LV | Simple method region | 326610.9144 | 0.4566 | 149130.5435 | ALPE | 5.2654e-07 | 0.078523 | Simple method | 0.068638
2020-10-01 | WTO_LV | Simple method region | 326610.9144 | 0.4566 | 149130.5435 | BUEL | 2.6501e-08 | 0.0039522 | Simple method | 0.0034546
2020-10-01 | WTO_LV | Simple method region | 326610.9144 | 0.4566 | 149130.5435 | CHBP | 0.0001992 | 29.7065 | Simple method | 25.9668
2020-10-01 | WTO_LV | Simple method region | 326610.9144 | 0.4566 | 149130.5435 | COUP | 0.096124 | 14334.9796 | Simple method | 12530.3527
2020-10-01 | WTO_LV | Simple method region | 326610.9144 | 0.4566 | 149130.5435 | CTCT | 0.067235 | 10026.7347 | Simple method | 8764.4717
2020-10-01 | WTO_LV | Simple method region | 326610.9144 | 0.4566 | 149130.5435 | DUNE | 6.3984e-05 | 9.542 | Simple method | 8.3408
2020-10-01 | WTO_LV | Simple method region | 326610.9144 | 0.4566 | 149130.5435 | EASH | 4.4715e-07 | 0.066684 | Simple method | 0.058289
2020-10-01 | WTO_LV | Simple method region | 326610.9144 | 0.4566 | 149130.5435 | EAST | 3.684e-07 | 0.05494 | Simple method | 0.048024
2020-10-01 | WTO_LV | Simple method region | 326610.9144 | 0.4566 | 149130.5435 | GENE | 0.079776 | 11897.0526 | Simple method | 10399.3358
2020-10-01 | WTO_LV | Simple method region | 326610.9144 | 0.4566 | 149130.5435 | HORO | 0.00031928 | 47.6145 | Simple method | 41.6203
2020-10-01 | WTO_LV | Simple method region | 326610.9144 | 0.4566 | 149130.5435 | HRZE | 2.9674e-05 | 4.4253 | Simple method | 3.8682
2020-10-01 | WTO_LV | Simple method region | 326610.9144 | 0.4566 | 149130.5435 | KIWI | 0.0010346 | 154.2937 | Simple method | 134.8697
2020-10-01 | WTO_LV | Simple method region | 326610.9144 | 0.4566 | 149130.5435 | KUPE | 0.00010339 | 15.419 | Simple method | 13.4779
2020-10-01 | WTO_LV | Simple method region | 326610.9144 | 0.4566 | 149130.5435 | MARL | 2.5538e-07 | 0.038086 | Simple method | 0.033291
2020-10-01 | WTO_LV | Simple method region | 326610.9144 | 0.4566 | 149130.5435 | MELT | 0.0017394 | 259.3997 | Simple method | 226.7439
2020-10-01 | WTO_LV | Simple method region | 326610.9144 | 0.4566 | 149130.5435 | MELW | 0.00013119 | 19.5641 | Simple method | 17.1012
2020-10-01 | WTO_LV | Simple method region | 326610.9144 | 0.4566 | 149130.5435 | MERI | 0.034173 | 5096.1717 | Simple method | 4454.616
2020-10-01 | WTO_LV | Simple method region | 326610.9144 | 0.4566 | 149130.5435 | METH | 8.366e-05 | 12.4762 | Simple method | 10.9056
2020-10-01 | WTO_LV | Simple method region | 326610.9144 | 0.4566 | 149130.5435 | MPOW | 6.5182e-07 | 0.097206 | Simple method | 0.084969
2020-10-01 | WTO_LV | Simple method region | 326610.9144 | 0.4566 | 149130.5435 | MRPL | 0.25444 | 37944.2237 | Simple method | 33167.4352
2020-10-01 | WTO_LV | Simple method region | 326610.9144 | 0.4566 | 149130.5435 | MSVP | 0.011036 | 1645.7717 | Simple method | 1438.586
2020-10-01 | WTO_LV | Simple method region | 326610.9144 | 0.4566 | 149130.5435 | NAPA | 0.016829 | 2509.6751 | Simple method | 2193.7327
2020-10-01 | WTO_LV | Simple method region | 326610.9144 | 0.4566 | 149130.5435 | NELS | 4.6849e-08 | 0.0069867 | Simple method | 0.0061071
2020-10-01 | WTO_LV | Simple method region | 326610.9144 | 0.4566 | 149130.5435 | NPOW | 0.0003074 | 45.8428 | Simple method | 40.0717
2020-10-01 | WTO_LV | Simple method region | 326610.9144 | 0.4566 | 149130.5435 | NTRG | 0.010282 | 1533.4164 | Simple method | 1340.375
2020-10-01 | WTO_LV | Simple method region | 326610.9144 | 0.4566 | 149130.5435 | NZAS | 1.9457e-06 | 0.29016 | Simple method | 0.25363
2020-10-01 | WTO_LV | Simple method region | 326610.9144 | 0.4566 | 149130.5435 | NZST | 1.5674e-05 | 2.3375 | Simple method | 2.0433
2020-10-01 | WTO_LV | Simple method region | 326610.9144 | 0.4566 | 149130.5435 | OMVP | 0.00013428 | 20.0246 | Simple method | 17.5037
2020-10-01 | WTO_LV | Simple method region | 326610.9144 | 0.4566 | 149130.5435 | ORON | 3.3438e-06 | 0.49866 | Simple method | 0.43589
2020-10-01 | WTO_LV | Simple method region | 326610.9144 | 0.4566 | 149130.5435 | PANP | 1.5562e-06 | 0.23208 | Simple method | 0.20286
2020-10-01 | WTO_LV | Simple method region | 326610.9144 | 0.4566 | 149130.5435 | POCO | 0.22823 | 34036.5493 | Simple method | 29751.697
2020-10-01 | WTO_LV | Simple method region | 326610.9144 | 0.4566 | 149130.5435 | POWN | 5.7579e-05 | 8.5867 | Simple method | 7.5058
2020-10-01 | WTO_LV | Simple method region | 326610.9144 | 0.4566 | 149130.5435 | RAYN | 1.7481e-09 | 0.0002607 | Simple method | 0.00022788
2020-10-01 | WTO_LV | Simple method region | 326610.9144 | 0.4566 | 149130.5435 | SCAN | 0.00013955 | 20.8108 | Simple method | 18.1909
2020-10-01 | WTO_LV | Simple method region | 326610.9144 | 0.4566 | 149130.5435 | SCGL | 0.00010595 | 15.8007 | Simple method | 13.8116
2020-10-01 | WTO_LV | Simple method region | 326610.9144 | 0.4566 | 149130.5435 | SHPK | 1.5173e-09 | 0.00022628 | Simple method | 0.00019779
2020-10-01 | WTO_LV | Simple method region | 326610.9144 | 0.4566 | 149130.5435 | SKOG | 0.00089994 | 134.2078 | Simple method | 117.3124
2020-10-01 | WTO_LV | Simple method region | 326610.9144 | 0.4566 | 149130.5435 | SOLE | 7.2132e-12 | 1.0757e-06 | Simple method | 9.4029e-07
2020-10-01 | WTO_LV | Simple method region | 326610.9144 | 0.4566 | 149130.5435 | SOU2 | 9.6348e-05 | 14.3684 | Simple method | 12.5595
2020-10-01 | WTO_LV | Simple method region | 326610.9144 | 0.4566 | 149130.5435 | TARW | 0.0062859 | 937.4227 | Simple method | 819.4108
2020-10-01 | WTO_LV | Simple method region | 326610.9144 | 0.4566 | 149130.5435 | TASM | 5.5915e-07 | 0.083386 | Simple method | 0.072888
2020-10-01 | WTO_LV | Simple method region | 326610.9144 | 0.4566 | 149130.5435 | TBOP | 0.00091578 | 136.5712 | Simple method | 119.3783
2020-10-01 | WTO_LV | Simple method region | 326610.9144 | 0.4566 | 149130.5435 | TOD3 | 0.0048112 | 717.4953 | Simple method | 627.17
2020-10-01 | WTO_LV | Simple method region | 326610.9144 | 0.4566 | 149130.5435 | TOPE | 2.2296e-05 | 3.325 | Simple method | 2.9064
2020-10-01 | WTO_LV | Simple method region | 326610.9144 | 0.4566 | 149130.5435 | TRNZ | 4.6558e-06 | 0.69432 | Simple method | 0.60692
2020-10-01 | WTO_LV | Simple method region | 326610.9144 | 0.4566 | 149130.5435 | TRUG | 0.0010488 | 156.4105 | Simple method | 136.72
2020-10-01 | WTO_LV | Simple method region | 326610.9144 | 0.4566 | 149130.5435 | UNET | 0.0017925 | 267.3114 | Simple method | 233.6596
2020-10-01 | WTO_LV | Simple method region | 326610.9144 | 0.4566 | 149130.5435 | UNIS | 0.0032693 | 487.5529 | Simple method | 426.175
2020-10-01 | WTO_LV | Simple method region | 326610.9144 | 0.4566 | 149130.5435 | VECT | 0.0064074 | 955.5436 | Simple method | 835.2505
2020-10-01 | WTO_LV | Simple method region | 326610.9144 | 0.4566 | 149130.5435 | WAIP | 0.095876 | 14298.0053 | Simple method | 12498.0331
2020-10-01 | WTO_LV | Simple method region | 326610.9144 | 0.4566 | 149130.5435 | WATA | 2.1992e-07 | 0.032796 | Simple method | 0.028668
2020-10-01 | WTO_LV | Simple method region | 326610.9144 | 0.4566 | 149130.5435 | WAV1 | 0.0064624 | 963.7402 | Simple method | 842.4152
2020-10-01 | WTO_LV | Simple method region | 326610.9144 | 0.4566 | 149130.5435 | WELE | 0.029177 | 4351.1718 | Simple method | 3803.4039
2020-10-01 | WTO_LV | Simple method region | 326610.9144 | 0.4566 | 149130.5435 | WNST | 9.2101e-07 | 0.13735 | Simple method | 0.12006
2020-10-01 | WTO_LV | Simple method region | 326610.9144 | 0.4566 | 149130.5435 | WPOW | 1.3336e-07 | 0.019889 | Simple method | 0.017385
2020-10-01 | WTO_LV | Simple method region | 326610.9144 | 0.4566 | 149130.5435 | WTOM | 0.040332 | 6014.663 | Simple method | 5257.4786
2020-11-01 | WTO_LV | Simple method region | 198342.9314 | 0.545 | 108096.8976 | ALPE | 5.2654e-07 | 0.056917 | Simple method | 0.049752
2020-11-01 | WTO_LV | Simple method region | 198342.9314 | 0.545 | 108096.8976 | BUEL | 2.6501e-08 | 0.0028647 | Simple method | 0.0025041
2020-11-01 | WTO_LV | Simple method region | 198342.9314 | 0.545 | 108096.8976 | CHBP | 0.0001992 | 21.5327 | Simple method | 18.822
2020-11-01 | WTO_LV | Simple method region | 198342.9314 | 0.545 | 108096.8976 | COUP | 0.096124 | 10390.6737 | Simple method | 9082.5945
2020-11-01 | WTO_LV | Simple method region | 198342.9314 | 0.545 | 108096.8976 | CTCT | 0.067235 | 7267.8533 | Simple method | 6352.9051
2020-11-01 | WTO_LV | Simple method region | 198342.9314 | 0.545 | 108096.8976 | DUNE | 6.3984e-05 | 6.9165 | Simple method | 6.0458
2020-11-01 | WTO_LV | Simple method region | 198342.9314 | 0.545 | 108096.8976 | EASH | 4.4715e-07 | 0.048336 | Simple method | 0.042251
2020-11-01 | WTO_LV | Simple method region | 198342.9314 | 0.545 | 108096.8976 | EAST | 3.684e-07 | 0.039823 | Simple method | 0.03481
2020-11-01 | WTO_LV | Simple method region | 198342.9314 | 0.545 | 108096.8976 | GENE | 0.079776 | 8623.5485 | Simple method | 7537.9322
2020-11-01 | WTO_LV | Simple method region | 198342.9314 | 0.545 | 108096.8976 | HORO | 0.00031928 | 34.5133 | Simple method | 30.1684
2020-11-01 | WTO_LV | Simple method region | 198342.9314 | 0.545 | 108096.8976 | HRZE | 2.9674e-05 | 3.2077 | Simple method | 2.8038
2020-11-01 | WTO_LV | Simple method region | 198342.9314 | 0.545 | 108096.8976 | KIWI | 0.0010346 | 111.8394 | Simple method | 97.76
2020-11-01 | WTO_LV | Simple method region | 198342.9314 | 0.545 | 108096.8976 | KUPE | 0.00010339 | 11.1764 | Simple method | 9.7694
2020-11-01 | WTO_LV | Simple method region | 198342.9314 | 0.545 | 108096.8976 | MARL | 2.5538e-07 | 0.027606 | Simple method | 0.024131
2020-11-01 | WTO_LV | Simple method region | 198342.9314 | 0.545 | 108096.8976 | MELT | 0.0017394 | 188.0252 | Simple method | 164.3548
2020-11-01 | WTO_LV | Simple method region | 198342.9314 | 0.545 | 108096.8976 | MELW | 0.00013119 | 14.181 | Simple method | 12.3957
2020-11-01 | WTO_LV | Simple method region | 198342.9314 | 0.545 | 108096.8976 | MERI | 0.034173 | 3693.9472 | Simple method | 3228.9171
2020-11-01 | WTO_LV | Simple method region | 198342.9314 | 0.545 | 108096.8976 | METH | 8.366e-05 | 9.0433 | Simple method | 7.9049
2020-11-01 | WTO_LV | Simple method region | 198342.9314 | 0.545 | 108096.8976 | MPOW | 6.5182e-07 | 0.07046 | Simple method | 0.06159
2020-11-01 | WTO_LV | Simple method region | 198342.9314 | 0.545 | 108096.8976 | MRPL | 0.25444 | 27503.7746 | Simple method | 24041.3316
2020-11-01 | WTO_LV | Simple method region | 198342.9314 | 0.545 | 108096.8976 | MSVP | 0.011036 | 1192.9335 | Simple method | 1042.7554
2020-11-01 | WTO_LV | Simple method region | 198342.9314 | 0.545 | 108096.8976 | NAPA | 0.016829 | 1819.1316 | Simple method | 1590.1216
2020-11-01 | WTO_LV | Simple method region | 198342.9314 | 0.545 | 108096.8976 | NELS | 4.6849e-08 | 0.0050643 | Simple method | 0.0044267
2020-11-01 | WTO_LV | Simple method region | 198342.9314 | 0.545 | 108096.8976 | NPOW | 0.0003074 | 33.229 | Simple method | 29.0458
2020-11-01 | WTO_LV | Simple method region | 198342.9314 | 0.545 | 108096.8976 | NTRG | 0.010282 | 1111.493 | Simple method | 971.5675
2020-11-01 | WTO_LV | Simple method region | 198342.9314 | 0.545 | 108096.8976 | NZAS | 1.9457e-06 | 0.21032 | Simple method | 0.18385
2020-11-01 | WTO_LV | Simple method region | 198342.9314 | 0.545 | 108096.8976 | NZST | 1.5674e-05 | 1.6944 | Simple method | 1.4811
2020-11-01 | WTO_LV | Simple method region | 198342.9314 | 0.545 | 108096.8976 | OMVP | 0.00013428 | 14.5148 | Simple method | 12.6875
2020-11-01 | WTO_LV | Simple method region | 198342.9314 | 0.545 | 108096.8976 | ORON | 3.3438e-06 | 0.36145 | Simple method | 0.31595
2020-11-01 | WTO_LV | Simple method region | 198342.9314 | 0.545 | 108096.8976 | PANP | 1.5562e-06 | 0.16822 | Simple method | 0.14705
2020-11-01 | WTO_LV | Simple method region | 198342.9314 | 0.545 | 108096.8976 | POCO | 0.22823 | 24671.3068 | Simple method | 21565.4424
2020-11-01 | WTO_LV | Simple method region | 198342.9314 | 0.545 | 108096.8976 | POWN | 5.7579e-05 | 6.2241 | Simple method | 5.4405
2020-11-01 | WTO_LV | Simple method region | 198342.9314 | 0.545 | 108096.8976 | RAYN | 1.7481e-09 | 0.00018897 | Simple method | 0.00016518
2020-11-01 | WTO_LV | Simple method region | 198342.9314 | 0.545 | 108096.8976 | SCAN | 0.00013955 | 15.0847 | Simple method | 13.1857
2020-11-01 | WTO_LV | Simple method region | 198342.9314 | 0.545 | 108096.8976 | SCGL | 0.00010595 | 11.4531 | Simple method | 10.0113
2020-11-01 | WTO_LV | Simple method region | 198342.9314 | 0.545 | 108096.8976 | SHPK | 1.5173e-09 | 0.00016402 | Simple method | 0.00014337
2020-11-01 | WTO_LV | Simple method region | 198342.9314 | 0.545 | 108096.8976 | SKOG | 0.00089994 | 97.2802 | Simple method | 85.0336
2020-11-01 | WTO_LV | Simple method region | 198342.9314 | 0.545 | 108096.8976 | SOLE | 7.2132e-12 | 7.7972e-07 | Simple method | 6.8156e-07
2020-11-01 | WTO_LV | Simple method region | 198342.9314 | 0.545 | 108096.8976 | SOU2 | 9.6348e-05 | 10.4149 | Simple method | 9.1037
2020-11-01 | WTO_LV | Simple method region | 198342.9314 | 0.545 | 108096.8976 | TARW | 0.0062859 | 679.4885 | Simple method | 593.9478
2020-11-01 | WTO_LV | Simple method region | 198342.9314 | 0.545 | 108096.8976 | TASM | 5.5915e-07 | 0.060442 | Simple method | 0.052833
2020-11-01 | WTO_LV | Simple method region | 198342.9314 | 0.545 | 108096.8976 | TBOP | 0.00091578 | 98.9933 | Simple method | 86.5311
2020-11-01 | WTO_LV | Simple method region | 198342.9314 | 0.545 | 108096.8976 | TOD3 | 0.0048112 | 520.0746 | Simple method | 454.6026
2020-11-01 | WTO_LV | Simple method region | 198342.9314 | 0.545 | 108096.8976 | TOPE | 2.2296e-05 | 2.4101 | Simple method | 2.1067
2020-11-01 | WTO_LV | Simple method region | 198342.9314 | 0.545 | 108096.8976 | TRNZ | 4.6558e-06 | 0.50328 | Simple method | 0.43992
2020-11-01 | WTO_LV | Simple method region | 198342.9314 | 0.545 | 108096.8976 | TRUG | 0.0010488 | 113.3738 | Simple method | 99.1012
2020-11-01 | WTO_LV | Simple method region | 198342.9314 | 0.545 | 108096.8976 | UNET | 0.0017925 | 193.76 | Simple method | 169.3676
2020-11-01 | WTO_LV | Simple method region | 198342.9314 | 0.545 | 108096.8976 | UNIS | 0.0032693 | 353.4015 | Simple method | 308.9119
2020-11-01 | WTO_LV | Simple method region | 198342.9314 | 0.545 | 108096.8976 | VECT | 0.0064074 | 692.6234 | Simple method | 605.4292
2020-11-01 | WTO_LV | Simple method region | 198342.9314 | 0.545 | 108096.8976 | WAIP | 0.095876 | 10363.873 | Simple method | 9059.1677
2020-11-01 | WTO_LV | Simple method region | 198342.9314 | 0.545 | 108096.8976 | WATA | 2.1992e-07 | 0.023772 | Simple method | 0.02078
2020-11-01 | WTO_LV | Simple method region | 198342.9314 | 0.545 | 108096.8976 | WAV1 | 0.0064624 | 698.5646 | Simple method | 610.6225
2020-11-01 | WTO_LV | Simple method region | 198342.9314 | 0.545 | 108096.8976 | WELE | 0.029177 | 3153.9359 | Simple method | 2756.8877
2020-11-01 | WTO_LV | Simple method region | 198342.9314 | 0.545 | 108096.8976 | WNST | 9.2101e-07 | 0.099559 | Simple method | 0.087025
2020-11-01 | WTO_LV | Simple method region | 198342.9314 | 0.545 | 108096.8976 | WPOW | 1.3336e-07 | 0.014416 | Simple method | 0.012601
2020-11-01 | WTO_LV | Simple method region | 198342.9314 | 0.545 | 108096.8976 | WTOM | 0.040332 | 4359.7133 | Simple method | 3810.8701
2020-12-01 | WTO_LV | Simple method region | 287798.7042 | 0.5907 | 170002.6946 | ALPE | 5.2654e-07 | 0.089513 | Simple method | 0.078244
2020-12-01 | WTO_LV | Simple method region | 287798.7042 | 0.5907 | 170002.6946 | BUEL | 2.6501e-08 | 0.0045053 | Simple method | 0.0039381
2020-12-01 | WTO_LV | Simple method region | 287798.7042 | 0.5907 | 170002.6946 | CHBP | 0.0001992 | 33.8642 | Simple method | 29.6011
2020-12-01 | WTO_LV | Simple method region | 287798.7042 | 0.5907 | 170002.6946 | COUP | 0.096124 | 16341.288 | Simple method | 14284.0875
2020-12-01 | WTO_LV | Simple method region | 287798.7042 | 0.5907 | 170002.6946 | CTCT | 0.067235 | 11430.0657 | Simple method | 9991.1377
2020-12-01 | WTO_LV | Simple method region | 287798.7042 | 0.5907 | 170002.6946 | DUNE | 6.3984e-05 | 10.8775 | Simple method | 9.5081
2020-12-01 | WTO_LV | Simple method region | 287798.7042 | 0.5907 | 170002.6946 | EASH | 4.4715e-07 | 0.076017 | Simple method | 0.066447
2020-12-01 | WTO_LV | Simple method region | 287798.7042 | 0.5907 | 170002.6946 | EAST | 3.684e-07 | 0.062629 | Simple method | 0.054745
2020-12-01 | WTO_LV | Simple method region | 287798.7042 | 0.5907 | 170002.6946 | GENE | 0.079776 | 13562.1513 | Simple method | 11854.8156
2020-12-01 | WTO_LV | Simple method region | 287798.7042 | 0.5907 | 170002.6946 | HORO | 0.00031928 | 54.2786 | Simple method | 47.4455
2020-12-01 | WTO_LV | Simple method region | 287798.7042 | 0.5907 | 170002.6946 | HRZE | 2.9674e-05 | 5.0446 | Simple method | 4.4096
2020-12-01 | WTO_LV | Simple method region | 287798.7042 | 0.5907 | 170002.6946 | KIWI | 0.0010346 | 175.8885 | Simple method | 153.7459
2020-12-01 | WTO_LV | Simple method region | 287798.7042 | 0.5907 | 170002.6946 | KUPE | 0.00010339 | 17.577 | Simple method | 15.3642
2020-12-01 | WTO_LV | Simple method region | 287798.7042 | 0.5907 | 170002.6946 | MARL | 2.5538e-07 | 0.043416 | Simple method | 0.03795
2020-12-01 | WTO_LV | Simple method region | 287798.7042 | 0.5907 | 170002.6946 | MELT | 0.0017394 | 295.705 | Simple method | 258.4788
2020-12-01 | WTO_LV | Simple method region | 287798.7042 | 0.5907 | 170002.6946 | MELW | 0.00013119 | 22.3022 | Simple method | 19.4946
2020-12-01 | WTO_LV | Simple method region | 287798.7042 | 0.5907 | 170002.6946 | MERI | 0.034173 | 5809.4265 | Simple method | 5078.0793
2020-12-01 | WTO_LV | Simple method region | 287798.7042 | 0.5907 | 170002.6946 | METH | 8.366e-05 | 14.2224 | Simple method | 12.4319
2020-12-01 | WTO_LV | Simple method region | 287798.7042 | 0.5907 | 170002.6946 | MPOW | 6.5182e-07 | 0.11081 | Simple method | 0.096861
2020-12-01 | WTO_LV | Simple method region | 287798.7042 | 0.5907 | 170002.6946 | MRPL | 0.25444 | 43254.8566 | Simple method | 37809.5139
2020-12-01 | WTO_LV | Simple method region | 287798.7042 | 0.5907 | 170002.6946 | MSVP | 0.011036 | 1876.1122 | Simple method | 1639.9289
2020-12-01 | WTO_LV | Simple method region | 287798.7042 | 0.5907 | 170002.6946 | NAPA | 0.016829 | 2860.9265 | Simple method | 2500.7652
2020-12-01 | WTO_LV | Simple method region | 287798.7042 | 0.5907 | 170002.6946 | NELS | 4.6849e-08 | 0.0079645 | Simple method | 0.0069619
2020-12-01 | WTO_LV | Simple method region | 287798.7042 | 0.5907 | 170002.6946 | NPOW | 0.0003074 | 52.2589 | Simple method | 45.68
2020-12-01 | WTO_LV | Simple method region | 287798.7042 | 0.5907 | 170002.6946 | NTRG | 0.010282 | 1748.0317 | Simple method | 1527.9725
2020-12-01 | WTO_LV | Simple method region | 287798.7042 | 0.5907 | 170002.6946 | NZAS | 1.9457e-06 | 0.33077 | Simple method | 0.28913
2020-12-01 | WTO_LV | Simple method region | 287798.7042 | 0.5907 | 170002.6946 | NZST | 1.5674e-05 | 2.6647 | Simple method | 2.3292
2020-12-01 | WTO_LV | Simple method region | 287798.7042 | 0.5907 | 170002.6946 | OMVP | 0.00013428 | 22.8272 | Simple method | 19.9535
2020-12-01 | WTO_LV | Simple method region | 287798.7042 | 0.5907 | 170002.6946 | ORON | 3.3438e-06 | 0.56845 | Simple method | 0.49689
2020-12-01 | WTO_LV | Simple method region | 287798.7042 | 0.5907 | 170002.6946 | PANP | 1.5562e-06 | 0.26456 | Simple method | 0.23126
2020-12-01 | WTO_LV | Simple method region | 287798.7042 | 0.5907 | 170002.6946 | POCO | 0.22823 | 38800.2683 | Simple method | 33915.7126
2020-12-01 | WTO_LV | Simple method region | 287798.7042 | 0.5907 | 170002.6946 | POWN | 5.7579e-05 | 9.7885 | Simple method | 8.5563
2020-12-01 | WTO_LV | Simple method region | 287798.7042 | 0.5907 | 170002.6946 | RAYN | 1.7481e-09 | 0.00029719 | Simple method | 0.00025977
2020-12-01 | WTO_LV | Simple method region | 287798.7042 | 0.5907 | 170002.6946 | SCAN | 0.00013955 | 23.7235 | Simple method | 20.7369
2020-12-01 | WTO_LV | Simple method region | 287798.7042 | 0.5907 | 170002.6946 | SCGL | 0.00010595 | 18.0122 | Simple method | 15.7447
2020-12-01 | WTO_LV | Simple method region | 287798.7042 | 0.5907 | 170002.6946 | SHPK | 1.5173e-09 | 0.00025795 | Simple method | 0.00022547
2020-12-01 | WTO_LV | Simple method region | 287798.7042 | 0.5907 | 170002.6946 | SKOG | 0.00089994 | 152.9914 | Simple method | 133.7313
2020-12-01 | WTO_LV | Simple method region | 287798.7042 | 0.5907 | 170002.6946 | SOLE | 7.2132e-12 | 1.2263e-06 | Simple method | 1.0719e-06
2020-12-01 | WTO_LV | Simple method region | 287798.7042 | 0.5907 | 170002.6946 | SOU2 | 9.6348e-05 | 16.3793 | Simple method | 14.3173
2020-12-01 | WTO_LV | Simple method region | 287798.7042 | 0.5907 | 170002.6946 | TARW | 0.0062859 | 1068.6234 | Simple method | 934.0946
2020-12-01 | WTO_LV | Simple method region | 287798.7042 | 0.5907 | 170002.6946 | TASM | 5.5915e-07 | 0.095057 | Simple method | 0.08309
2020-12-01 | WTO_LV | Simple method region | 287798.7042 | 0.5907 | 170002.6946 | TBOP | 0.00091578 | 155.6856 | Simple method | 136.0864
2020-12-01 | WTO_LV | Simple method region | 287798.7042 | 0.5907 | 170002.6946 | TOD3 | 0.0048112 | 817.9151 | Simple method | 714.948
2020-12-01 | WTO_LV | Simple method region | 287798.7042 | 0.5907 | 170002.6946 | TOPE | 2.2296e-05 | 3.7903 | Simple method | 3.3132
2020-12-01 | WTO_LV | Simple method region | 287798.7042 | 0.5907 | 170002.6946 | TRNZ | 4.6558e-06 | 0.7915 | Simple method | 0.69186
2020-12-01 | WTO_LV | Simple method region | 287798.7042 | 0.5907 | 170002.6946 | TRUG | 0.0010488 | 178.3016 | Simple method | 155.8552
2020-12-01 | WTO_LV | Simple method region | 287798.7042 | 0.5907 | 170002.6946 | UNET | 0.0017925 | 304.724 | Simple method | 266.3624
2020-12-01 | WTO_LV | Simple method region | 287798.7042 | 0.5907 | 170002.6946 | UNIS | 0.0032693 | 555.7903 | Simple method | 485.822
2020-12-01 | WTO_LV | Simple method region | 287798.7042 | 0.5907 | 170002.6946 | VECT | 0.0064074 | 1089.2805 | Simple method | 952.1512
2020-12-01 | WTO_LV | Simple method region | 287798.7042 | 0.5907 | 170002.6946 | WAIP | 0.095876 | 16299.1388 | Simple method | 14247.2445
2020-12-01 | WTO_LV | Simple method region | 287798.7042 | 0.5907 | 170002.6946 | WATA | 2.1992e-07 | 0.037387 | Simple method | 0.03268
2020-12-01 | WTO_LV | Simple method region | 287798.7042 | 0.5907 | 170002.6946 | WAV1 | 0.0064624 | 1098.6242 | Simple method | 960.3187
2020-12-01 | WTO_LV | Simple method region | 287798.7042 | 0.5907 | 170002.6946 | WELE | 0.029177 | 4960.1571 | Simple method | 4335.7242
2020-12-01 | WTO_LV | Simple method region | 287798.7042 | 0.5907 | 170002.6946 | WNST | 9.2101e-07 | 0.15657 | Simple method | 0.13686
2020-12-01 | WTO_LV | Simple method region | 287798.7042 | 0.5907 | 170002.6946 | WPOW | 1.3336e-07 | 0.022672 | Simple method | 0.019818
2020-12-01 | WTO_LV | Simple method region | 287798.7042 | 0.5907 | 170002.6946 | WTOM | 0.040332 | 6856.4688 | Simple method | 5993.3097
2021-01-01 | WTO_LV | Simple method region | 289276.8243 | 0.674 | 194972.5796 | ALPE | 5.2654e-07 | 0.10266 | Simple method | 0.089737
2021-01-01 | WTO_LV | Simple method region | 289276.8243 | 0.674 | 194972.5796 | BUEL | 2.6501e-08 | 0.0051671 | Simple method | 0.0045166
2021-01-01 | WTO_LV | Simple method region | 289276.8243 | 0.674 | 194972.5796 | CHBP | 0.0001992 | 38.8382 | Simple method | 33.9489
2021-01-01 | WTO_LV | Simple method region | 289276.8243 | 0.674 | 194972.5796 | COUP | 0.096124 | 18741.4857 | Simple method | 16382.1249
2021-01-01 | WTO_LV | Simple method region | 289276.8243 | 0.674 | 194972.5796 | CTCT | 0.067235 | 13108.9063 | Simple method | 11458.6295
2021-01-01 | WTO_LV | Simple method region | 289276.8243 | 0.674 | 194972.5796 | DUNE | 6.3984e-05 | 12.4752 | Simple method | 10.9047
2021-01-01 | WTO_LV | Simple method region | 289276.8243 | 0.674 | 194972.5796 | EASH | 4.4715e-07 | 0.087182 | Simple method | 0.076207
2021-01-01 | WTO_LV | Simple method region | 289276.8243 | 0.674 | 194972.5796 | EAST | 3.684e-07 | 0.071828 | Simple method | 0.062786
2021-01-01 | WTO_LV | Simple method region | 289276.8243 | 0.674 | 194972.5796 | GENE | 0.079776 | 15554.1513 | Simple method | 13596.0432
2021-01-01 | WTO_LV | Simple method region | 289276.8243 | 0.674 | 194972.5796 | HORO | 0.00031928 | 62.251 | Simple method | 54.4142
2021-01-01 | WTO_LV | Simple method region | 289276.8243 | 0.674 | 194972.5796 | HRZE | 2.9674e-05 | 5.7856 | Simple method | 5.0573
2021-01-01 | WTO_LV | Simple method region | 289276.8243 | 0.674 | 194972.5796 | KIWI | 0.0010346 | 201.7229 | Simple method | 176.328
2021-01-01 | WTO_LV | Simple method region | 289276.8243 | 0.674 | 194972.5796 | KUPE | 0.00010339 | 20.1587 | Simple method | 17.6209
2021-01-01 | WTO_LV | Simple method region | 289276.8243 | 0.674 | 194972.5796 | MARL | 2.5538e-07 | 0.049793 | Simple method | 0.043524
2021-01-01 | WTO_LV | Simple method region | 289276.8243 | 0.674 | 194972.5796 | MELT | 0.0017394 | 339.1379 | Simple method | 296.444
2021-01-01 | WTO_LV | Simple method region | 289276.8243 | 0.674 | 194972.5796 | MELW | 0.00013119 | 25.578 | Simple method | 22.358
2021-01-01 | WTO_LV | Simple method region | 289276.8243 | 0.674 | 194972.5796 | MERI | 0.034173 | 6662.7112 | Simple method | 5823.9443
2021-01-01 | WTO_LV | Simple method region | 289276.8243 | 0.674 | 194972.5796 | METH | 8.366e-05 | 16.3113 | Simple method | 14.2579
2021-01-01 | WTO_LV | Simple method region | 289276.8243 | 0.674 | 194972.5796 | MPOW | 6.5182e-07 | 0.12709 | Simple method | 0.11109
2021-01-01 | WTO_LV | Simple method region | 289276.8243 | 0.674 | 194972.5796 | MRPL | 0.25444 | 49608.1017 | Simple method | 43362.9507
2021-01-01 | WTO_LV | Simple method region | 289276.8243 | 0.674 | 194972.5796 | MSVP | 0.011036 | 2151.6743 | Simple method | 1880.8006
2021-01-01 | WTO_LV | Simple method region | 289276.8243 | 0.674 | 194972.5796 | NAPA | 0.016829 | 3281.1375 | Simple method | 2868.076
2021-01-01 | WTO_LV | Simple method region | 289276.8243 | 0.674 | 194972.5796 | NELS | 4.6849e-08 | 0.0091343 | Simple method | 0.0079844
2021-01-01 | WTO_LV | Simple method region | 289276.8243 | 0.674 | 194972.5796 | NPOW | 0.0003074 | 59.9346 | Simple method | 52.3895
2021-01-01 | WTO_LV | Simple method region | 289276.8243 | 0.674 | 194972.5796 | NTRG | 0.010282 | 2004.7815 | Simple method | 1752.4001
2021-01-01 | WTO_LV | Simple method region | 289276.8243 | 0.674 | 194972.5796 | NZAS | 1.9457e-06 | 0.37936 | Simple method | 0.3316
2021-01-01 | WTO_LV | Simple method region | 289276.8243 | 0.674 | 194972.5796 | NZST | 1.5674e-05 | 3.0561 | Simple method | 2.6714
2021-01-01 | WTO_LV | Simple method region | 289276.8243 | 0.674 | 194972.5796 | OMVP | 0.00013428 | 26.1801 | Simple method | 22.8843
2021-01-01 | WTO_LV | Simple method region | 289276.8243 | 0.674 | 194972.5796 | ORON | 3.3438e-06 | 0.65195 | Simple method | 0.56987
2021-01-01 | WTO_LV | Simple method region | 289276.8243 | 0.674 | 194972.5796 | PANP | 1.5562e-06 | 0.30342 | Simple method | 0.26522
2021-01-01 | WTO_LV | Simple method region | 289276.8243 | 0.674 | 194972.5796 | POCO | 0.22823 | 44499.2264 | Simple method | 38897.2304
2021-01-01 | WTO_LV | Simple method region | 289276.8243 | 0.674 | 194972.5796 | POWN | 5.7579e-05 | 11.2263 | Simple method | 9.813
2021-01-01 | WTO_LV | Simple method region | 289276.8243 | 0.674 | 194972.5796 | RAYN | 1.7481e-09 | 0.00034084 | Simple method | 0.00029793
2021-01-01 | WTO_LV | Simple method region | 289276.8243 | 0.674 | 194972.5796 | SCAN | 0.00013955 | 27.208 | Simple method | 23.7828
2021-01-01 | WTO_LV | Simple method region | 289276.8243 | 0.674 | 194972.5796 | SCGL | 0.00010595 | 20.6578 | Simple method | 18.0572
2021-01-01 | WTO_LV | Simple method region | 289276.8243 | 0.674 | 194972.5796 | SHPK | 1.5173e-09 | 0.00029583 | Simple method | 0.00025859
2021-01-01 | WTO_LV | Simple method region | 289276.8243 | 0.674 | 194972.5796 | SKOG | 0.00089994 | 175.4627 | Simple method | 153.3737
2021-01-01 | WTO_LV | Simple method region | 289276.8243 | 0.674 | 194972.5796 | SOLE | 7.2132e-12 | 1.4064e-06 | Simple method | 1.2293e-06
2021-01-01 | WTO_LV | Simple method region | 289276.8243 | 0.674 | 194972.5796 | SOU2 | 9.6348e-05 | 18.7851 | Simple method | 16.4203
2021-01-01 | WTO_LV | Simple method region | 289276.8243 | 0.674 | 194972.5796 | TARW | 0.0062859 | 1225.5821 | Simple method | 1071.2939
2021-01-01 | WTO_LV | Simple method region | 289276.8243 | 0.674 | 194972.5796 | TASM | 5.5915e-07 | 0.10902 | Simple method | 0.095294
2021-01-01 | WTO_LV | Simple method region | 289276.8243 | 0.674 | 194972.5796 | TBOP | 0.00091578 | 178.5526 | Simple method | 156.0747
2021-01-01 | WTO_LV | Simple method region | 289276.8243 | 0.674 | 194972.5796 | TOD3 | 0.0048112 | 938.05 | Simple method | 819.9591
2021-01-01 | WTO_LV | Simple method region | 289276.8243 | 0.674 | 194972.5796 | TOPE | 2.2296e-05 | 4.347 | Simple method | 3.7998
2021-01-01 | WTO_LV | Simple method region | 289276.8243 | 0.674 | 194972.5796 | TRNZ | 4.6558e-06 | 0.90776 | Simple method | 0.79348
2021-01-01 | WTO_LV | Simple method region | 289276.8243 | 0.674 | 194972.5796 | TRUG | 0.0010488 | 204.4904 | Simple method | 178.7472
2021-01-01 | WTO_LV | Simple method region | 289276.8243 | 0.674 | 194972.5796 | UNET | 0.0017925 | 349.4817 | Simple method | 305.4855
2021-01-01 | WTO_LV | Simple method region | 289276.8243 | 0.674 | 194972.5796 | UNIS | 0.0032693 | 637.4244 | Simple method | 557.1792
2021-01-01 | WTO_LV | Simple method region | 289276.8243 | 0.674 | 194972.5796 | VECT | 0.0064074 | 1249.2733 | Simple method | 1092.0026
2021-01-01 | WTO_LV | Simple method region | 289276.8243 | 0.674 | 194972.5796 | WAIP | 0.095876 | 18693.1457 | Simple method | 16339.8704
2021-01-01 | WTO_LV | Simple method region | 289276.8243 | 0.674 | 194972.5796 | WATA | 2.1992e-07 | 0.042878 | Simple method | 0.03748
2021-01-01 | WTO_LV | Simple method region | 289276.8243 | 0.674 | 194972.5796 | WAV1 | 0.0064624 | 1259.9895 | Simple method | 1101.3697
2021-01-01 | WTO_LV | Simple method region | 289276.8243 | 0.674 | 194972.5796 | WELE | 0.029177 | 5688.7018 | Simple method | 4972.5526
2021-01-01 | WTO_LV | Simple method region | 289276.8243 | 0.674 | 194972.5796 | WNST | 9.2101e-07 | 0.17957 | Simple method | 0.15697
2021-01-01 | WTO_LV | Simple method region | 289276.8243 | 0.674 | 194972.5796 | WPOW | 1.3336e-07 | 0.026002 | Simple method | 0.022729
2021-01-01 | WTO_LV | Simple method region | 289276.8243 | 0.674 | 194972.5796 | WTOM | 0.040332 | 7863.5425 | Simple method | 6873.6031
2021-02-01 | WTO_LV | Simple method region | 450886.9336 | 0.1953 | 88058.2181 | ALPE | 5.2654e-07 | 0.046366 | Simple method | 0.040529
2021-02-01 | WTO_LV | Simple method region | 450886.9336 | 0.1953 | 88058.2181 | BUEL | 2.6501e-08 | 0.0023337 | Simple method | 0.0020399
2021-02-01 | WTO_LV | Simple method region | 450886.9336 | 0.1953 | 88058.2181 | CHBP | 0.0001992 | 17.541 | Simple method | 15.3328
2021-02-01 | WTO_LV | Simple method region | 450886.9336 | 0.1953 | 88058.2181 | COUP | 0.096124 | 8464.4817 | Simple method | 7398.8903
2021-02-01 | WTO_LV | Simple method region | 450886.9336 | 0.1953 | 88058.2181 | CTCT | 0.067235 | 5920.5604 | Simple method | 5175.2226
2021-02-01 | WTO_LV | Simple method region | 450886.9336 | 0.1953 | 88058.2181 | DUNE | 6.3984e-05 | 5.6343 | Simple method | 4.925
2021-02-01 | WTO_LV | Simple method region | 450886.9336 | 0.1953 | 88058.2181 | EASH | 4.4715e-07 | 0.039375 | Simple method | 0.034418
2021-02-01 | WTO_LV | Simple method region | 450886.9336 | 0.1953 | 88058.2181 | EAST | 3.684e-07 | 0.032441 | Simple method | 0.028357
2021-02-01 | WTO_LV | Simple method region | 450886.9336 | 0.1953 | 88058.2181 | GENE | 0.079776 | 7024.9409 | Simple method | 6140.5729
2021-02-01 | WTO_LV | Simple method region | 450886.9336 | 0.1953 | 88058.2181 | HORO | 0.00031928 | 28.1153 | Simple method | 24.5759
2021-02-01 | WTO_LV | Simple method region | 450886.9336 | 0.1953 | 88058.2181 | HRZE | 2.9674e-05 | 2.613 | Simple method | 2.2841
2021-02-01 | WTO_LV | Simple method region | 450886.9336 | 0.1953 | 88058.2181 | KIWI | 0.0010346 | 91.107 | Simple method | 79.6375
2021-02-01 | WTO_LV | Simple method region | 450886.9336 | 0.1953 | 88058.2181 | KUPE | 0.00010339 | 9.1045 | Simple method | 7.9584
2021-02-01 | WTO_LV | Simple method region | 450886.9336 | 0.1953 | 88058.2181 | MARL | 2.5538e-07 | 0.022489 | Simple method | 0.019658
2021-02-01 | WTO_LV | Simple method region | 450886.9336 | 0.1953 | 88058.2181 | MELT | 0.0017394 | 153.1697 | Simple method | 133.8872
2021-02-01 | WTO_LV | Simple method region | 450886.9336 | 0.1953 | 88058.2181 | MELW | 0.00013119 | 11.5521 | Simple method | 10.0978
2021-02-01 | WTO_LV | Simple method region | 450886.9336 | 0.1953 | 88058.2181 | MERI | 0.034173 | 3009.1743 | Simple method | 2630.3501
2021-02-01 | WTO_LV | Simple method region | 450886.9336 | 0.1953 | 88058.2181 | METH | 8.366e-05 | 7.3669 | Simple method | 6.4395
2021-02-01 | WTO_LV | Simple method region | 450886.9336 | 0.1953 | 88058.2181 | MPOW | 6.5182e-07 | 0.057398 | Simple method | 0.050172
2021-02-01 | WTO_LV | Simple method region | 450886.9336 | 0.1953 | 88058.2181 | MRPL | 0.25444 | 22405.2072 | Simple method | 19584.6215
2021-02-01 | WTO_LV | Simple method region | 450886.9336 | 0.1953 | 88058.2181 | MSVP | 0.011036 | 971.791 | Simple method | 849.4525
2021-02-01 | WTO_LV | Simple method region | 450886.9336 | 0.1953 | 88058.2181 | NAPA | 0.016829 | 1481.9064 | Simple method | 1295.3496
2021-02-01 | WTO_LV | Simple method region | 450886.9336 | 0.1953 | 88058.2181 | NELS | 4.6849e-08 | 0.0041255 | Simple method | 0.0036061
2021-02-01 | WTO_LV | Simple method region | 450886.9336 | 0.1953 | 88058.2181 | NPOW | 0.0003074 | 27.0691 | Simple method | 23.6614
2021-02-01 | WTO_LV | Simple method region | 450886.9336 | 0.1953 | 88058.2181 | NTRG | 0.010282 | 905.4478 | Simple method | 791.4612
2021-02-01 | WTO_LV | Simple method region | 450886.9336 | 0.1953 | 88058.2181 | NZAS | 1.9457e-06 | 0.17133 | Simple method | 0.14977
2021-02-01 | WTO_LV | Simple method region | 450886.9336 | 0.1953 | 88058.2181 | NZST | 1.5674e-05 | 1.3803 | Simple method | 1.2065
2021-02-01 | WTO_LV | Simple method region | 450886.9336 | 0.1953 | 88058.2181 | OMVP | 0.00013428 | 11.8241 | Simple method | 10.3356
2021-02-01 | WTO_LV | Simple method region | 450886.9336 | 0.1953 | 88058.2181 | ORON | 3.3438e-06 | 0.29445 | Simple method | 0.25738
2021-02-01 | WTO_LV | Simple method region | 450886.9336 | 0.1953 | 88058.2181 | PANP | 1.5562e-06 | 0.13704 | Simple method | 0.11979
2021-02-01 | WTO_LV | Simple method region | 450886.9336 | 0.1953 | 88058.2181 | POCO | 0.22823 | 20097.8137 | Simple method | 17567.7052
2021-02-01 | WTO_LV | Simple method region | 450886.9336 | 0.1953 | 88058.2181 | POWN | 5.7579e-05 | 5.0703 | Simple method | 4.432
2021-02-01 | WTO_LV | Simple method region | 450886.9336 | 0.1953 | 88058.2181 | RAYN | 1.7481e-09 | 0.00015394 | Simple method | 0.00013456
2021-02-01 | WTO_LV | Simple method region | 450886.9336 | 0.1953 | 88058.2181 | SCAN | 0.00013955 | 12.2883 | Simple method | 10.7413
2021-02-01 | WTO_LV | Simple method region | 450886.9336 | 0.1953 | 88058.2181 | SCGL | 0.00010595 | 9.33 | Simple method | 8.1554
2021-02-01 | WTO_LV | Simple method region | 450886.9336 | 0.1953 | 88058.2181 | SHPK | 1.5173e-09 | 0.00013361 | Simple method | 0.00011679
2021-02-01 | WTO_LV | Simple method region | 450886.9336 | 0.1953 | 88058.2181 | SKOG | 0.00089994 | 79.2467 | Simple method | 69.2703
2021-02-01 | WTO_LV | Simple method region | 450886.9336 | 0.1953 | 88058.2181 | SOLE | 7.2132e-12 | 6.3518e-07 | Simple method | 5.5522e-07
2021-02-01 | WTO_LV | Simple method region | 450886.9336 | 0.1953 | 88058.2181 | SOU2 | 9.6348e-05 | 8.4842 | Simple method | 7.4161
2021-02-01 | WTO_LV | Simple method region | 450886.9336 | 0.1953 | 88058.2181 | TARW | 0.0062859 | 553.5269 | Simple method | 483.8436
2021-02-01 | WTO_LV | Simple method region | 450886.9336 | 0.1953 | 88058.2181 | TASM | 5.5915e-07 | 0.049238 | Simple method | 0.043039
2021-02-01 | WTO_LV | Simple method region | 450886.9336 | 0.1953 | 88058.2181 | TBOP | 0.00091578 | 80.6422 | Simple method | 70.4902
2021-02-01 | WTO_LV | Simple method region | 450886.9336 | 0.1953 | 88058.2181 | TOD3 | 0.0048112 | 423.6647 | Simple method | 370.3297
2021-02-01 | WTO_LV | Simple method region | 450886.9336 | 0.1953 | 88058.2181 | TOPE | 2.2296e-05 | 1.9633 | Simple method | 1.7162
2021-02-01 | WTO_LV | Simple method region | 450886.9336 | 0.1953 | 88058.2181 | TRNZ | 4.6558e-06 | 0.40998 | Simple method | 0.35837
2021-02-01 | WTO_LV | Simple method region | 450886.9336 | 0.1953 | 88058.2181 | TRUG | 0.0010488 | 92.3569 | Simple method | 80.7301
2021-02-01 | WTO_LV | Simple method region | 450886.9336 | 0.1953 | 88058.2181 | UNET | 0.0017925 | 157.8413 | Simple method | 137.9707
2021-02-01 | WTO_LV | Simple method region | 450886.9336 | 0.1953 | 88058.2181 | UNIS | 0.0032693 | 287.889 | Simple method | 251.6467
2021-02-01 | WTO_LV | Simple method region | 450886.9336 | 0.1953 | 88058.2181 | VECT | 0.0064074 | 564.2269 | Simple method | 493.1965
2021-02-01 | WTO_LV | Simple method region | 450886.9336 | 0.1953 | 88058.2181 | WAIP | 0.095876 | 8442.6492 | Simple method | 7379.8063
2021-02-01 | WTO_LV | Simple method region | 450886.9336 | 0.1953 | 88058.2181 | WATA | 2.1992e-07 | 0.019366 | Simple method | 0.016928
2021-02-01 | WTO_LV | Simple method region | 450886.9336 | 0.1953 | 88058.2181 | WAV1 | 0.0064624 | 569.0668 | Simple method | 497.4271
2021-02-01 | WTO_LV | Simple method region | 450886.9336 | 0.1953 | 88058.2181 | WELE | 0.029177 | 2569.2687 | Simple method | 2245.8241
2021-02-01 | WTO_LV | Simple method region | 450886.9336 | 0.1953 | 88058.2181 | WNST | 9.2101e-07 | 0.081103 | Simple method | 0.070893
2021-02-01 | WTO_LV | Simple method region | 450886.9336 | 0.1953 | 88058.2181 | WPOW | 1.3336e-07 | 0.011744 | Simple method | 0.010265
2021-02-01 | WTO_LV | Simple method region | 450886.9336 | 0.1953 | 88058.2181 | WTOM | 0.040332 | 3551.5227 | Simple method | 3104.4224
2021-03-01 | WTO_LV | Simple method region | 489811.1307 | 0.2048 | 100313.3196 | ALPE | 5.2654e-07 | 0.052819 | Simple method | 0.04617
2021-03-01 | WTO_LV | Simple method region | 489811.1307 | 0.2048 | 100313.3196 | BUEL | 2.6501e-08 | 0.0026584 | Simple method | 0.0023238
2021-03-01 | WTO_LV | Simple method region | 489811.1307 | 0.2048 | 100313.3196 | CHBP | 0.0001992 | 19.9822 | Simple method | 17.4667
2021-03-01 | WTO_LV | Simple method region | 489811.1307 | 0.2048 | 100313.3196 | COUP | 0.096124 | 9642.4874 | Simple method | 8428.5972
2021-03-01 | WTO_LV | Simple method region | 489811.1307 | 0.2048 | 100313.3196 | CTCT | 0.067235 | 6744.5274 | Simple method | 5895.4606
2021-03-01 | WTO_LV | Simple method region | 489811.1307 | 0.2048 | 100313.3196 | DUNE | 6.3984e-05 | 6.4185 | Simple method | 5.6105
2021-03-01 | WTO_LV | Simple method region | 489811.1307 | 0.2048 | 100313.3196 | EASH | 4.4715e-07 | 0.044855 | Simple method | 0.039208
2021-03-01 | WTO_LV | Simple method region | 489811.1307 | 0.2048 | 100313.3196 | EAST | 3.684e-07 | 0.036956 | Simple method | 0.032303
2021-03-01 | WTO_LV | Simple method region | 489811.1307 | 0.2048 | 100313.3196 | GENE | 0.079776 | 8002.605 | Simple method | 6995.1592
2021-03-01 | WTO_LV | Simple method region | 489811.1307 | 0.2048 | 100313.3196 | HORO | 0.00031928 | 32.0281 | Simple method | 27.9961
2021-03-01 | WTO_LV | Simple method region | 489811.1307 | 0.2048 | 100313.3196 | HRZE | 2.9674e-05 | 2.9767 | Simple method | 2.602
2021-03-01 | WTO_LV | Simple method region | 489811.1307 | 0.2048 | 100313.3196 | KIWI | 0.0010346 | 103.7863 | Simple method | 90.7207
2021-03-01 | WTO_LV | Simple method region | 489811.1307 | 0.2048 | 100313.3196 | KUPE | 0.00010339 | 10.3716 | Simple method | 9.0659
2021-03-01 | WTO_LV | Simple method region | 489811.1307 | 0.2048 | 100313.3196 | MARL | 2.5538e-07 | 0.025618 | Simple method | 0.022393
2021-03-01 | WTO_LV | Simple method region | 489811.1307 | 0.2048 | 100313.3196 | MELT | 0.0017394 | 174.4863 | Simple method | 152.5203
2021-03-01 | WTO_LV | Simple method region | 489811.1307 | 0.2048 | 100313.3196 | MELW | 0.00013119 | 13.1599 | Simple method | 11.5032
2021-03-01 | WTO_LV | Simple method region | 489811.1307 | 0.2048 | 100313.3196 | MERI | 0.034173 | 3427.9624 | Simple method | 2996.4171
2021-03-01 | WTO_LV | Simple method region | 489811.1307 | 0.2048 | 100313.3196 | METH | 8.366e-05 | 8.3922 | Simple method | 7.3357
2021-03-01 | WTO_LV | Simple method region | 489811.1307 | 0.2048 | 100313.3196 | MPOW | 6.5182e-07 | 0.065386 | Simple method | 0.057155
2021-03-01 | WTO_LV | Simple method region | 489811.1307 | 0.2048 | 100313.3196 | MRPL | 0.25444 | 25523.3498 | Simple method | 22310.222
2021-03-01 | WTO_LV | Simple method region | 489811.1307 | 0.2048 | 100313.3196 | MSVP | 0.011036 | 1107.0356 | Simple method | 967.6712
2021-03-01 | WTO_LV | Simple method region | 489811.1307 | 0.2048 | 100313.3196 | NAPA | 0.016829 | 1688.144 | Simple method | 1475.624
2021-03-01 | WTO_LV | Simple method region | 489811.1307 | 0.2048 | 100313.3196 | NELS | 4.6849e-08 | 0.0046996 | Simple method | 0.004108
2021-03-01 | WTO_LV | Simple method region | 489811.1307 | 0.2048 | 100313.3196 | NPOW | 0.0003074 | 30.8364 | Simple method | 26.9544
2021-03-01 | WTO_LV | Simple method region | 489811.1307 | 0.2048 | 100313.3196 | NTRG | 0.010282 | 1031.4593 | Simple method | 901.6092
2021-03-01 | WTO_LV | Simple method region | 489811.1307 | 0.2048 | 100313.3196 | NZAS | 1.9457e-06 | 0.19518 | Simple method | 0.17061
2021-03-01 | WTO_LV | Simple method region | 489811.1307 | 0.2048 | 100313.3196 | NZST | 1.5674e-05 | 1.5724 | Simple method | 1.3744
2021-03-01 | WTO_LV | Simple method region | 489811.1307 | 0.2048 | 100313.3196 | OMVP | 0.00013428 | 13.4696 | Simple method | 11.774
2021-03-01 | WTO_LV | Simple method region | 489811.1307 | 0.2048 | 100313.3196 | ORON | 3.3438e-06 | 0.33543 | Simple method | 0.2932
2021-03-01 | WTO_LV | Simple method region | 489811.1307 | 0.2048 | 100313.3196 | PANP | 1.5562e-06 | 0.15611 | Simple method | 0.13646
2021-03-01 | WTO_LV | Simple method region | 489811.1307 | 0.2048 | 100313.3196 | POCO | 0.22823 | 22894.8354 | Simple method | 20012.6106
2021-03-01 | WTO_LV | Simple method region | 489811.1307 | 0.2048 | 100313.3196 | POWN | 5.7579e-05 | 5.7759 | Simple method | 5.0488
2021-03-01 | WTO_LV | Simple method region | 489811.1307 | 0.2048 | 100313.3196 | RAYN | 1.7481e-09 | 0.00017536 | Simple method | 0.00015328
2021-03-01 | WTO_LV | Simple method region | 489811.1307 | 0.2048 | 100313.3196 | SCAN | 0.00013955 | 13.9985 | Simple method | 12.2362
2021-03-01 | WTO_LV | Simple method region | 489811.1307 | 0.2048 | 100313.3196 | SCGL | 0.00010595 | 10.6284 | Simple method | 9.2904
2021-03-01 | WTO_LV | Simple method region | 489811.1307 | 0.2048 | 100313.3196 | SHPK | 1.5173e-09 | 0.00015221 | Simple method | 0.00013305
2021-03-01 | WTO_LV | Simple method region | 489811.1307 | 0.2048 | 100313.3196 | SKOG | 0.00089994 | 90.2755 | Simple method | 78.9107
2021-03-01 | WTO_LV | Simple method region | 489811.1307 | 0.2048 | 100313.3196 | SOLE | 7.2132e-12 | 7.2358e-07 | Simple method | 6.3249e-07
2021-03-01 | WTO_LV | Simple method region | 489811.1307 | 0.2048 | 100313.3196 | SOU2 | 9.6348e-05 | 9.6649 | Simple method | 8.4482
2021-03-01 | WTO_LV | Simple method region | 489811.1307 | 0.2048 | 100313.3196 | TARW | 0.0062859 | 630.5615 | Simple method | 551.1803
2021-03-01 | WTO_LV | Simple method region | 489811.1307 | 0.2048 | 100313.3196 | TASM | 5.5915e-07 | 0.05609 | Simple method | 0.049029
2021-03-01 | WTO_LV | Simple method region | 489811.1307 | 0.2048 | 100313.3196 | TBOP | 0.00091578 | 91.8652 | Simple method | 80.3004
2021-03-01 | WTO_LV | Simple method region | 489811.1307 | 0.2048 | 100313.3196 | TOD3 | 0.0048112 | 482.6264 | Simple method | 421.8686
2021-03-01 | WTO_LV | Simple method region | 489811.1307 | 0.2048 | 100313.3196 | TOPE | 2.2296e-05 | 2.2365 | Simple method | 1.955
2021-03-01 | WTO_LV | Simple method region | 489811.1307 | 0.2048 | 100313.3196 | TRNZ | 4.6558e-06 | 0.46704 | Simple method | 0.40824
2021-03-01 | WTO_LV | Simple method region | 489811.1307 | 0.2048 | 100313.3196 | TRUG | 0.0010488 | 105.2102 | Simple method | 91.9653
2021-03-01 | WTO_LV | Simple method region | 489811.1307 | 0.2048 | 100313.3196 | UNET | 0.0017925 | 179.8082 | Simple method | 157.1722
2021-03-01 | WTO_LV | Simple method region | 489811.1307 | 0.2048 | 100313.3196 | UNIS | 0.0032693 | 327.9546 | Simple method | 286.6685
2021-03-01 | WTO_LV | Simple method region | 489811.1307 | 0.2048 | 100313.3196 | VECT | 0.0064074 | 642.7506 | Simple method | 561.8349
2021-03-01 | WTO_LV | Simple method region | 489811.1307 | 0.2048 | 100313.3196 | WAIP | 0.095876 | 9617.6165 | Simple method | 8406.8573
2021-03-01 | WTO_LV | Simple method region | 489811.1307 | 0.2048 | 100313.3196 | WATA | 2.1992e-07 | 0.022061 | Simple method | 0.019283
2021-03-01 | WTO_LV | Simple method region | 489811.1307 | 0.2048 | 100313.3196 | WAV1 | 0.0064624 | 648.2641 | Simple method | 566.6543
2021-03-01 | WTO_LV | Simple method region | 489811.1307 | 0.2048 | 100313.3196 | WELE | 0.029177 | 2926.8349 | Simple method | 2558.3764
2021-03-01 | WTO_LV | Simple method region | 489811.1307 | 0.2048 | 100313.3196 | WNST | 9.2101e-07 | 0.09239 | Simple method | 0.080759
2021-03-01 | WTO_LV | Simple method region | 489811.1307 | 0.2048 | 100313.3196 | WPOW | 1.3336e-07 | 0.013378 | Simple method | 0.011694
2021-03-01 | WTO_LV | Simple method region | 489811.1307 | 0.2048 | 100313.3196 | WTOM | 0.040332 | 4045.7897 | Simple method | 3536.4663
2020-04-01 | NA | Simple method region | 649.6909 | 2.1412 | 1391.1182 | NA | NA | NA | Simple method
2020-05-01 | NA | Simple method region | 4301.2883 | 0.3989 | 1715.7839 | NA | NA | NA | Simple method
2020-06-01 | NA | Simple method region | 4967.8234 | 0.4449 | 2210.1846 | NA | NA | NA | Simple method
2020-07-01 | NA | Simple method region | 3761.7901 | 0.5722 | 2152.4963 | NA | NA | NA | Simple method
2020-08-01 | NA | Simple method region | 1937.4448 | 0.9035 | 1750.4813 | NA | NA | NA | Simple method
2020-09-01 | NA | Simple method region | 1772.9327 | 0.5459 | 967.844 | NA | NA | NA | Simple method
2020-10-01 | NA | Simple method region | 2045.118 | 0.4566 | 933.8009 | NA | NA | NA | Simple method
2020-11-01 | NA | Simple method region | 1292.7217 | 0.545 | 704.5333 | NA | NA | NA | Simple method
2020-12-01 | NA | Simple method region | 1643.1936 | 0.5907 | 970.6344 | NA | NA | NA | Simple method
2021-01-01 | NA | Simple method region | 1765.9328 | 0.674 | 1190.2387 | NA | NA | NA | Simple method
2021-02-01 | NA | Simple method region | 3373.937 | 0.1953 | 658.9299 | NA | NA | NA | Simple method
2021-03-01 | NA | Simple method region | 3395.3834 | 0.2048 | 695.3745 | NA | NA | NA | Simple method

## Input - indicative pricing
Inputs - indicative charges under proposed new TPM (2021/22)
| Source | Indicative Pricing Model (Transpower)
| Link: | www.ea.govt.nz/assets/dms-assets/28/Indicative-Pricing-Stakeholder-Information-Transpower-v2.xlsx
| Sheet: | Summary
| Year: | 2021/22
| Customer code | Customer name | Customer type | Connection charges | Benefit-based charges | Residual charges | Transitional cap adjustments | Indicative prices
| ALPE | Alpine Energy Ltd | Lines Business | 2.6451 | 1.6208 | 8.1739 | 0.17487 | 12.6147
| BUEL | Buller Electricity Ltd | Lines Business | 0.45927 | 0.13875 | 1.0171 | 0.020491 | 1.6356
| CHBP | Centralines Limited | Lines Business | 0.76442 | 0.35827 | 1.0562 | 0.024427 | 2.2033
| COUP | Counties Power Ltd | Lines Business | 0.98603 | 3.4832 | 6.6588 | 0.18044 | 11.3085
| CTCT | Contact Energy Limited | Generator | 4.1824 | 23.778 | 1.4249 | 0.43163 | 29.817
| DUNE | Aurora Energy Limited | Lines Business | 4.2534 | 2.6792 | 18.0701 | 0.37097 | 25.3736
| EASH | EA Networks | Lines Business | 0.2975 | 1.0167 | 9.1583 | 0.18179 | 10.6543
| EAST | Eastland Network Limited | Lines Business | 0.25339 | 0.57522 | 3.115 | 0.064707 | 4.0083
| GENE | Genesis Energy Ltd | Generator | 5.0263 | 8.6662 | 0.6951 | 0.14601 | 14.5336
| HORO | Electra Limited | Lines Business | 1.6275 | 1.4911 | 5.7714 | 0.12903 | 9.0191
| HRZE | Horizon Energy Distribution Ltd | Lines Business | 2.4472 | 0.39299 | 4.7557 | 0.091596 | 7.6874
| KIWI | Whareroa Cogeneration Limited | Direct Connect | 0.16673 | 0.093892 | 1.5584 | -0.93839 | 0.88067
| KUPE | Beach Energy Resources NZ (Holdings) Ltd | Direct Connect | 0.074973 | 0.15006 | 0.46593 | 0.010562 | 0.70153
| MARL | Marlborough Lines Limited | Lines Business | 0.59713 | 0.97885 | 3.7893 | 0.083375 | 5.4487
| MELT | MEL (Te Apiti) Limited | Generator | 0.062891 | 0.1525 | 0.047452 | 0.0023056 | 0.26515
| MELW | MEL (West Wind) Limited | Generator | 0.1002 | 0.42042 | 0.097912 | 0.0061353 | 0.62467
| MERI | Meridian Energy Limited | Generator | 16.6164 | 47.7662 | 1.3865 | 0.85776 | 66.6268
| METH | Methanex New Zealand Ltd | Direct Connect | 0.24425 | 0.12863 | 0.47359 | 0.010405 | 0.85687
| MPOW | Mainpower New Zealand Limited | Lines Business | 2.8726 | 1.6299 | 7.4551 | 0.16164 | 12.1192
| MRPL | Mercury NZ Limited | Generator | 3.4791 | 6.7352 | 1.7534 | 0.14094 | 12.1086
| MSVP | Mercury SPV Limited | Generator | 0.080191 | 0.39017 | 0.097497 | 0.0061254 | 0.57398
| NAPA | Nga Awa Purua Joint Venture | Generator | 0.42689 | 1.7301 | 0.27641 | 0.031958 | 2.4653
| NELS | Nelson Electricity Ltd | Lines Business | 0.075799 | 0.12184 | 0.72301 | 0.015085 | 0.93573
| NPOW | Northpower Limited | Lines Business | 2.4559 | 6.5277 | 8.9997 | 0.27159 | 18.2548
| NTRG | Ngatamariki Geothermal Ltd | Generator | 0.26019 | 1.0495 | 0.046985 | 0.017207 | 1.3738
| NZAS | NZ Aluminium Smelters Limited | Direct Connect | 1.2711 | 12.3793 | 30.2928 | 0.76094 | 44.7041
| NZST | New Zealand Steel Limited | Direct Connect | 2.2849 | 2.654 | 8.8348 | -3.7967 | 9.977
| OMVP | OMV New Zealand Production Ltd | Direct Connect | 0.26657 | 0.21497 | 0.6051 | 0.014077 | 1.1007
| ORON | Orion New Zealand Limited | Lines Business | 4.117 | 8.8528 | 39.6637 | 0.86379 | 53.4972
| PANP | Pan Pac Forest Product Limited | Direct Connect | 1.0219 | 0.7551 | 4.0759 | -1.6546 | 4.1983
| POCO | Powerco Limited | Lines Business | 16.0204 | 10.9223 | 53.2079 | 1.1337 | 81.2842
| POWN | Powernet Ltd | Lines Business | 3.8088 | 2.9133 | 15.2744 | 0.32347 | 22.3199
| RAYN | Daiken Southland Limited | Direct Connect | 0.16574 | 0.19975 | 0.46703 | 0.011714 | 0.84424
| SCAN | Scanpower Limited | Lines Business | 0.63787 | 0.26263 | 0.78519 | 0.018131 | 1.7038
| SCGL | Southdown Cogeneration Ltd | Generator | 0.045885 | 0.011915 | 0.094904 | 0.001831 | 0.15453
| SHPK | Southpark Utilities Limited | Direct Connect | 0.039265 | 4.4548e-05 | 0.0085428 | 0.000153 | 0.048005
| SKOG | Norske Skog Tasman Limited | Direct Connect | 1.166 | 0.4702 | 6.3776 | -4.1907 | 3.8231
| SOLE | GTL Energy New Zealand Ltd | Direct Connect | 0.0044615 | 0.0019417 | 0.014931 | -0.011835 | 0.0094998
| SOU2 | Southern Generation GP Limited | Generator | 0.22213 | 0.0071296 | 0 | 0 | 0.22926
| TARW | Tararua Wind Power | Generator | 0.061073 | 0.22224 | 0.055542 | 0.0034891 | 0.34234
| TASM | Network Tasman Limited | Lines Business | 1.5084 | 1.3739 | 7.6647 | 0.16081 | 10.7079
| TBOP | Nova Energy Limited | Generator | 0.27668 | 0.065335 | 0.36331 | 0.007007 | 0.71233
| TOD3 | Todd Generation Taranaki Limited | Generator | 0.059623 | 0.83565 | 0.070362 | 0.0127 | 0.97833
| TOPE | Top Energy Ltd | Lines Business | 0.98959 | 1.192 | 3.6122 | 0.085008 | 5.8788
| TRNZ | KiwiRail Holdings Limited | Direct Connect | 1.9701 | 0.25577 | 2.1747 | -0.85774 | 3.5428
| TRUG | Trustpower Limited | Generator | 0.78622 | 1.135 | 0.034954 | 0.019414 | 1.9756
| UNET | Wellington Electricity Lines Limited | Lines Business | 8.1783 | 7.6174 | 29.8172 | 0.65517 | 46.2681
| UNIS | Unison Networks Limited | Lines Business | 5.6398 | 2.1562 | 18.8135 | 0.37099 | 26.9805
| VECT | Vector Limited | Lines Business | 13.1503 | 55.6827 | 108.1553 | 2.9053 | 179.8935
| WAIP | Waipa Networks Limited | Lines Business | 1.1683 | 1.1764 | 3.8582 | 0.089245 | 6.2922
| WATA | Network Waitaki Limited | Lines Business | 0.93574 | 0.68778 | 3.579 | 0.076309 | 5.2789
| WAV1 | Waverley Wind Farm | Generator | 0.073377 | 0.22848 | 0.057098 | 0.003587 | 0.36254
| WELE | WEL Networks Limited | Lines Business | 1.7286 | 2.6599 | 15.2905 | 0.31974 | 19.9988
| WNST | Winstone Pulp International | Direct Connect | 1.1316 | 0.46248 | 1.8886 | 0.04178 | 3.5245
| WPOW | Westpower Limited | Lines Business | 0.70946 | 0.19774 | 3.0911 | 0.058523 | 4.0569
| WTOM | The Lines Company Ltd | Lines Business | 1.369 | 0.69946 | 3.9354 | 0.082168 | 6.0861
| Total |  |  | 121.2639 | 228.3689 | 449.2325 | 0 | 798.8653