## Summary of worked examples
Summary of worked examples
Scenario | Variant | Description | Location type | Posted charge | Flexi scheme | Customer-selected enhancement | Distributor-selected enhancement | Capacity cost allocation | Bespoke or project capacity cost | Active pioneer scheme | Local cost recovery scheme | Incremental transmission costs | Connection includes injection | Revenue life for reconciliation | Variants illustrate:
1. Small | 1a | Small urban residential connection with posted charge | urban | ü | û | û | û | û | û | û | û | û | û | 30 years | - use of posted charges - application of enhancement cost allocation, capacity costing, pioneer scheme calculations, and local cost recovery schemes - top-down revenue estimate.
| 1b | Small urban residential connection with two-phase connection | urban | ü | û | ü | û | û | û | û | û | û | û | 30 years
| 1c | Small urban residential connection with two-phase connection and upstream cost allocation | urban | ü | û | ü | û | ü | û | û | û | û | û | 30 years
| 1d | Upgrade of existing small urban residential connection to two-phase connection (with upstream cost allocation) | urban | û | û | û | û | ü | û | û | û | û | û | 30 years
| 1e | Small rural non-residential connection with upstream cost allocation | rural | û | û | û | û | ü | û | û | û | û | û | 15 years
| 1f | Small rural non-residential connection in location with active pioneer scheme | rural | û | û | û | û | ü | û | ü | û | û | û | 15 years
| 1g | Small rural non-residential connection in location with local cost recovery scheme | rural | û | û | û | û | ü | û | û | ü | û | û | 15 years
2. Remote mid-sized | 2a | Remote mid-sized connection with extension-like upgrade | remote | û | û | û | û | ü | bespoke | û | û | û | û | 15 years | - an extension-like upgrade - use of a bespoke capacity rate - bottom-up incremental revenue estimate - use of a minimum flexi scheme.
| 2b | Remote mid-sized flexi connection | remote | û | ü | û | û | ü | bespoke | û | û | û | û | 15 years
3. Large | 3a | Large connection at zone substation level with special pricing | urban | û | û | û | û | ü | û | û | û | û | û | 15 years | - reconciliation for a customer with special pricing - application of incremental transmission costs - the application of distribution connection pricing when there is both load and injection.
| 3b | Large connection at zone substation level with special pricing that involves GXP work (includes ITCs) | urban | û | û | û | û | ü | û | û | û | ü | û | 15 years
| 3c | Large connection at zone substation level with small injection (< 1 MVA) | urban | û | û | û | û | ü | û | û | û | û | ü | 15 years
| 3d | Large connection at zone substation level with mid-sized injection (~ 1.5 MVA) | urban | û | û | û | û | ü | û | û | û | û | ü | 15 years

## 1. small connection
Reconciliation for small connection variants (Scenario 1) | [6 empty] | key | input | linked | calculated | selection | set number
All $ inputs are real 2025
Explanatory notes
| Purpose | [7 empty] | Other comments
| This spreadsheet provides a reconciliation of a connection charge into incremental cost, incremental revenue, and network contribution for the small connection (Scenario 1) variants in the Electricity Authority's distribution connection pricing worked examples. | [7 empty] | Numbers in this spreadsheet are indicative only. Full descriptions of the variants are in the Electricity Authority's 'Worked Examples' report and are summarised in the 'Summary of worked examples' tab.
Layout of sheet
- This sheet is split into seven sections, which are numbered 1-7 below. - Section 1 lists the variants in Scenario 1, section 2 provides a summary of the reconciliation, section 3 sets out year and discount factor assumptions, and sections 4-7 include the inputs and calculations for each of the components in the reconciliation (connection charge, incremental cost, incremental revenue, and network contribution). - User should select the variant they're interested in (in the cell 'Sc1_variant' in section 1) to view time-based inputs for that variant. - The sheet relies on inputs from the ''Distributor assumptions', 'Con group & variant assumptions', and 'Network costing zones' tabs, as well as the accompanying 'Worked Examples' spreadsheet.
1. Variants
Variants shown in this sheet:
1a | Small urban residential connection with posted charge
1b | Small urban residential connection with two-phase connection
1c | Small urban residential connection with two-phase connection and upstream cost allocation
1d | Upgrade of existing small urban residential connection to two-phase connection (with upstream cost allocation)
1e | Small rural non-residential connection with upstream cost allocation
1f | Small rural non-residential connection in location with active pioneer scheme
1g | Small rural non-residential connection in location with local cost recovery scheme
| Variant for time-based inputs | Variant 1a |  | Select the variant you're interested in here - this will disply the time-based inputs for incremental cost (section 5) and incremental revenue (section 6) below. (Non time-based inputs are shown for all Scenario 3 variants).
Residential
2. Reconciliation summary
Connection Charge (CC) = (Incremental Cost (IC) - Incremental Revenue (IR)) + Network Contribution (NC)
|  |  | Variant 1a | Variant 1b | Variant 1c | Variant 1d | Variant 1e | Variant 1f | Variant 1g | Description |  |  |  | Notes/assumptions
| Incremental Cost (IC) | $ | 5782.5 | 8105 | 8105 | 2722.5 | 17065 | 17065 | 37065 | Incremental cost of adding the connection. |  |  |  | See Section 4 below for calculation.
less | Incremental Revenue (IR) - total | $ | 14492.3951 | 14492.3951 | 14492.3951 | 0 | 8598.3631 | 8598.3631 | 8598.3631 | Value of future lines charges (distribution and transmission) from connection. |  |  |  | See Section 5 below for calculation.
plus | Network Contribution (NC) | $ | 10039.8951 | 8717.3951 | 10039.8951 | 0 | 3009.3631 | 3009.3631 | 3009.3631 | The connection customer's contribution to network costs that are unaltered by their connection. |  |  |  | Effectively a balancing factor. See Section 6 below for calculation.
= | Connection charge (CC) | $ | 1330 | 2330 | 3652.5 | 2722.5 | 11476 | 11476 | 31476 | Up-front charge for connection (excluding fees and pioneer scheme).
|  |  | Variant 1a | Variant 1b | Variant 1c | Variant 1d | Variant 1e | Variant 1f | Variant 1g | Description |  |  |  | Notes/assumptions
where | Incremental Cost (IC) | $ | 5782.5 | 8105 | 8105 | 2722.5 | 17065 | 17065 | 37065 | Incremental cost of adding the connection. |  |  |  | See Section 4 below for calculation.
less | Incremental Revenue (IR) - total | $ | 14492.3951 | 14492.3951 | 14492.3951 | 0 | 8598.3631 | 8598.3631 | 8598.3631 | Value of future lines charges (distribution and transmission) from connection. |  |  |  | See Section 5 below for calculation.
= | Net incremental cost (NIC) | $ | -8709.8951 | -6387.3951 | -6387.3951 | 2722.5 | 8466.6369 | 8466.6369 | 28466.6369 | Incremental cost of adding the connection less value of future lines charges.
|  |  | Variant 1a | Variant 1b | Variant 1c | Variant 1d | Variant 1e | Variant 1f | Variant 1g | Description |  |  |  | Notes/assumptions
where | Incremental Distribution Revenue (IDR) | $ | 10669.48 | 10669.48 | 10669.48 | 0 | 4774.6209 | 4774.6209 | 4774.6209 | Value of future distribution lines charges from connection. |  |  |  | See Section 5 below for calculation.
plus | Incremental TransmissionRevenue (ITR) | $ | 3822.9152 | 3822.9152 | 3822.9152 | 0 | 3823.7422 | 3823.7422 | 3823.7422 | Value of future transmission lines charges from connection. |  |  |  | See Section 5 below for calculation.
= | Incremental Revenue (IR) - total | $ | 14492.3951 | 14492.3951 | 14492.3951 | 0 | 8598.3631 | 8598.3631 | 8598.3631 | Total value of future lines charges from connection. |  |  |  | See Section 5 below for calculation.
[10 empty] | Description |  |  |  | Notes/assumptions
| Reconciliation check |  | pass | pass | pass | pass | pass | pass | pass | Checks that connection charge (CC) in row 31 equals connection charge below in row 70. If the check fails then there is an error in one of the reconciliation formula.
Lifetime contribution
| Lifetime contribution components | Unit | Variant 1a | Variant 1b | Variant 1c | Variant 1d | Variant 1e | Variant 1f | Variant 1g | Description |  |  |  | Notes/assumptions
| Connection charge (CC) | $ | 1330 | 2330 | 3652.5 | 2722.5 | 11476 | 11476 | 31476 | Up-front charge for connection (excluding fees and pioneer scheme).
plus | Incremental revenue (IR) | $ | 14492.3951 | 14492.3951 | 14492.3951 | 0 | 8598.3631 | 8598.3631 | 8598.3631 | Value of future line charges (distribution and transmission) from connection. |  |  |  | See Section 5 below for calculation.
= | Lifetime contribution | $ | 15822.3951 | 16822.3951 | 18144.8951 | 2722.5 | 20074.3631 | 20074.3631 | 40074.3631 | Total contribution from connection. |  |  |  | Includes both upfront charges (CC) and ongoing charges (IR).
Useful ratios
| Ratios | Unit | Variant 1a | Variant 1b | Variant 1c | Variant 1d | Variant 1e | Variant 1f | Variant 1g | Description |  |  |  | Notes/assumptions
| Reliance | % | 23% | 28.75% | 45.06% | 100% | 67.25% | 67.25% | 84.92% | Portion of IC contributed upfront. Equals CC/IC.
| Up-front revenue ratio | % | 8.406% | 13.85% | 20.13% | 100% | 57.17% | 57.17% | 78.54% | Portion of revenue contributed upfront. Equals CC/(CC+IR).
| Network contribution ratio | % | 63.45% | 51.82% | 55.33% | 0% | 14.99% | 14.99% | 7.509% | Portion of revenue contributing to network costs. Equals NC/(CC+IR).
3. Year and discount rate assumptions
| Revenue life | Unit | Variant 1a | Variant 1b | Variant 1c | Variant 1d | Variant 1e | Variant 1f | Variant 1g | Description |  |  |  | Notes/assumptions
| Revenue life | years | 30 | 30 | 30 | 30 | 15 | 15 | 15 | The period for which the connection is expected to generate revenue. The default revenue life for residential connections is 30 years. The default for non-residential connections is 15 years. |  |  |  | We have assumed the default connection revenue life for residential connections (30 years) for variants 1a-1d and for non-residential connections (15 years) for variants 1e-1g. Note that the partial initial year is not included in revenue life (so the variants effectively have revenue lives of 30.5 years (variants 1a-1d) and 15.5 years (variants 1e-1g)).
| Discount factor | Unit | All variants | Description | [6 empty] | Notes/assumptions
| Discount rate (real) | % | 4.63% | Used to make compounding downward adjustments to revenue from future years. Is equal to the most recently available mid-point estimate of vanilla WACC (weighted average cost of capital) made by the Commerce Commission less an adjustment to remove inflation (using inflation projections for the year ahead from the Reserve Bank of New Zealand's most recent Monetary Policy Statement). | [6 empty] | Needs to updated annually. Is not distributor-specific.
| Type | Unit | Description |  |  |  | Notes/assumptions |  |  |  | 0 | 1 | 2 | 3 | 4 | 5 | 6 | 7 | 8 | 9 | 10 | 11 | 12 | 13 | 14 | 15 | 16 | 17 | 18 | 19 | 20 | 21 | 22 | 23 | 24 | 25 | 26 | 27 | 28 | 29 | 30
| Pricing year | year | Year starting 1 April. | [7 empty] | 2026 | 2027 | 2028 | 2029 | 2030 | 2031 | 2032 | 2033 | 2034 | 2035 | 2036 | 2037 | 2038 | 2039 | 2040 | 2041 | 2042 | 2043 | 2044 | 2045 | 2046 | 2047 | 2048 | 2049 | 2050 | 2051 | 2052 | 2053 | 2054 | 2055 | 2056
| Discount factor | # | Discount factor (using discount rate above) to adjust revenue to present value. |  |  |  | Discount factor is the same for all variants and is used for both distribution and transmission revenue calculations. |  |  |  | 1 | 0.95575 | 0.91346 | 0.87303 | 0.8344 | 0.79748 | 0.76219 | 0.72846 | 0.69623 | 0.66542 | 0.63597 | 0.60783 | 0.58093 | 0.55523 | 0.53066 | 0.50717 | 0.48473 | 0.46328 | 0.44278 | 0.42319 | 0.40446 | 0.38656 | 0.36946 | 0.35311 | 0.33748 | 0.32255 | 0.30827 | 0.29463 | 0.2816 | 0.26913 | 0.25723
4. Connection charge (CC) component
Inputs for connection charge (CC) component
| Type | Unit | Variant 1a | Variant 1b | Variant 1c | Variant 1d | Variant 1e | Variant 1f | Variant 1g | Description | Needs to updated annually. Is not distributor-specific. 3 2029: Notes/assumptions
| Connection charge (CC) | $ | 1330 | 2330 | 3652.5 | 2722.5 | 11476 | 11476 | 31476 | Total upfront connection charge to connection customer. Excludes fees and pioneer scheme charges. | Needs to updated annually. Is not distributor-specific. 3 2029: Figures copied from 'Worked Examples' spreadsheet.
5. Incremental cost (IC) component
Incremental cost (IC) calculation
|  | Unit | Variant 1a | Variant 1b | Variant 1c | Variant 1d | Variant 1e | Variant 1f | Variant 1g | Description | Needs to updated annually. Is not distributor-specific. 5 2031: Notes/assumptions
| Extension cost (EC) | $ | 1900 | 1900 | 1900 | 1400 | 15985 | 15985 | 15985 | Cost to extend the network to new connection (relevant minimum scheme). | Needs to updated annually. Is not distributor-specific. 5 2031: Figures copied from 'Worked Examples' spreadsheet.
plus | Customer-selected enhancement cost (CSEC) | $ | 0 | 1000 | 1000 | 0 | 0 | 0 | 0 | Additional cost of customer-selected enhancements. | Needs to updated annually. Is not distributor-specific. 5 2031: Network capacity costs associated with customer-selected enhancements are included in this term (not as part of the capacity cost input). Figures copied from 'Worked Examples' spreadsheet.
plus | Localised historical cost recovery (LHCR) | $ | 0 | 0 | 0 | 0 | 0 | 0 | 20000 | Allocation of historical distributor-selected enhancement costs. | Needs to updated annually. Is not distributor-specific. 5 2031: Figures copied from 'Worked Examples' spreadsheet.
plus | Incremental transmission cost (ITC) | $ | 0 | 0 | 0 | 0 | 0 | 0 | 0 | Allocation of ITC (large connections only). | Needs to updated annually. Is not distributor-specific. 5 2031: Not relevant to any of the Scenario 1 variants.
plus | Network capacity cost (NCC) | $ | 3882.5 | 5205 | 5205 | 1322.5 | 1080 | 1080 | 1080 | Network capacity cost of the relevant minimum scheme. | Needs to updated annually. Is not distributor-specific. 5 2031: Must be included in incremental cost regardless of whether upstream capacity costs are allocated to the connection. Is equal to the sum product of the capacity rate (in most cases, the posted capacity rate) multiplied by the capacity demand assumption for each applicable tier. Calculation of capacity cost is shown below (and is also in the 'Worked Examples' spreadsheet).
plus | Operating cost loading (OCL) | $ | 0 | 0 | 0 | 0 | 0 | 0 | 0 | Addition to distributor's operating costs due to the new connection. Only relevant for large connections. | Needs to updated annually. Is not distributor-specific. 5 2031: Not relevant to any of the Scenario 1 variants.
plus | Incremental costs associatied with generation | $ | 0 | 0 | 0 | 0 | 0 | 0 | 0 | Any incremental extension costs for injection (over and above the extension cost). Only applicable for connections that have injection (as well as load). | Needs to updated annually. Is not distributor-specific. 5 2031: Not relevant to Scenario 1 variants because they are load-only.
less | Avoided cost of distribution (ACOD) | $ | 0 | 0 | 0 | 0 | 0 | 0 | 0 | Only relevant for variants that have injection. | Needs to updated annually. Is not distributor-specific. 5 2031: Not relevant to Scenario 1 variants because they are load-only.
= | Incremental Cost (IC) | $ | 5782.5 | 8105 | 8105 | 2722.5 | 17065 | 17065 | 37065
Supporting calculations
Supporting capacity cost calculation
|  | Unit | Variant 1a | Variant 1b | Variant 1c | Variant 1d | Variant 1e | Variant 1f | Variant 1g | Description | Needs to updated annually. Is not distributor-specific. 3 2029: Notes/assumptions
| Network costing zone | zone | Urban | Urban | Urban | Urban | Rural A | Rural A | Rural A | Costing zone for capacity costs | Needs to updated annually. Is not distributor-specific. 3 2029: Distributor may decide to have a single costing zone. See 'Network costing zones' tab for assumptions.
| Unit capacity cost | Unit | Variant 1a | Variant 1b | Variant 1c | Variant 1d | Variant 1e | Variant 1f | Variant 1g | Description | Needs to updated annually. Is not distributor-specific. 0 2026: Source; Needs to updated annually. Is not distributor-specific. 1 2027: Assumption; Needs to updated annually. Is not distributor-specific. 3 2029: Notes/assumptions
| Low voltage mains (LV) | $/kVA | 240 | 240 | 240 | 240 | 0 | 0 | 0 | Unit cost for incremental LV capacity. | Needs to updated annually. Is not distributor-specific. 3 2029: Linked to figures in 'Network costing zones' tab.
| Distribution substation (DS) | $/kVA | 600 | 600 | 600 | 600 | 0 | 0 | 0 | Unit cost for incremental DS capacity.
| High voltage feeder (HVF) | $/kVA | 85 | 85 | 85 | 85 | 85 | 85 | 85 | Unit cost for incremental HVF capacity.
| Zone substation (ZS) | $/kVA | 380 | 380 | 380 | 380 | 380 | 380 | 380 | Unit cost for incremental ZS capacity.
| Sub-transmission line (STL) | $/kVA | 140 | 140 | 140 | 140 | 100 | 100 | 100 | Unit cost for incremental STL capacity.
| Capacity demand | Unit | Variant 1a | Variant 1b | Variant 1c | Variant 1d | Variant 1e | Variant 1f | Variant 1g | Description | Needs to updated annually. Is not distributor-specific. 0 2026: Source; Needs to updated annually. Is not distributor-specific. 1 2027: Assumption; Needs to updated annually. Is not distributor-specific. 3 2029: Notes/assumptions
| Low voltage mains (LV) | kVA | 5 | 8 | 8 | 3 | 4 | 4 | 4 | Demand for incremental LV capacity. | Needs to updated annually. Is not distributor-specific. 3 2029: Figures copied from 'Worked Examples' spreadsheet.
| Distribution substation (DS) | kVA | 2.5 | 3 | 3 | 0.5 | 4 | 4 | 4 | Demand for incremental DS capacity.
| High voltage feeder (HVF) | kVA | 2.5 | 3 | 3 | 0.5 | 2 | 2 | 2 | Demand for incremental HVF capacity.
| Zone substation (ZS) | kVA | 2 | 2.5 | 2.5 | 0.5 | 2 | 2 | 2 | Demand for incremental ZS capacity.
| Sub-transmission line (STL) | kVA | 1.5 | 2 | 2 | 0.5 | 1.5 | 1.5 | 1.5 | Demand for incremental STL capacity.
|  | Unit | Variant 1a | Variant 1b | Variant 1c | Variant 1d | Variant 1e | Variant 1f | Variant 1g | Description | Needs to updated annually. Is not distributor-specific. 0 2026: Source; Needs to updated annually. Is not distributor-specific. 1 2027: Assumption; Needs to updated annually. Is not distributor-specific. 3 2029: Notes/assumptions
| Low voltage mains (LV) | $ | 1200 | 1920 | 1920 | 720 | 0 | 0 | 0 | Unit capacity cost multiplied by capacity demand for LV tier.
plus | Distribution substation (DS) | $ | 1500 | 1800 | 1800 | 300 | 0 | 0 | 0 | Unit capacity cost multiplied by capacity demand for DS tier.
plus | High voltage feeder (HVF) | $ | 212.5 | 255 | 255 | 42.5 | 170 | 170 | 170 | Unit capacity cost multiplied by capacity demand for HVF tier.
plus | Zone substation (ZS) | $ | 760 | 950 | 950 | 190 | 760 | 760 | 760 | Unit capacity cost multiplied by capacity demand for ZS tier.
plus | Sub-transmission line (STL) | $ | 210 | 280 | 280 | 70 | 150 | 150 | 150 | Unit capacity cost multiplied by capacity demand for STL tier.
= | Network capacity cost (NCC) | $ | 3882.5 | 5205 | 5205 | 1322.5 | 1080 | 1080 | 1080
6. Incremental revenue (IR) component
Incremental revenue (IR) calculation
|  | Unit | Variant 1a | Variant 1b | Variant 1c | Variant 1d | Variant 1e | Variant 1f | Variant 1g | Description | Needs to updated annually. Is not distributor-specific. 3 2029: Notes/assumptions
| Incremental Distribution Revenue (IDR) | $ | 10669.48 | 10669.48 | 10669.48 | 0 | 4774.6209 | 4774.6209 | 4774.6209 | Sums the NPV of distribution revenue for the connection for all years in the revenue life. | Needs to updated annually. Is not distributor-specific. 3 2029: NPV of a specific year's distribution revenue is equal to the initial year distribution revenue multiplied by each of the incremental opex scaling factor, the discount factor, the distribution revenue adjustment factor (real), the tariff adjustment factor, and the revenue ramp-up factor. The calculation is shown below for a selected variant.
plus | Incremental Transmission Revenue (ITR) | $ | 3822.9152 | 3822.9152 | 3822.9152 | 0 | 3823.7422 | 3823.7422 | 3823.7422 | Sums the NPV of transmission revenue for the connection for all years in the revenue life. | Needs to updated annually. Is not distributor-specific. 3 2029: NPV of a specific year's transmission revenue is equal to the initial year transmission revenue multiplied by each of the discount factor, the transmission revenue adjustment factor (real), the tariff adjustment factor, and the revenue ramp-up factor. The calculation is shown below for a selected variant.
= | Incremental Revenue (IR) | $ | 14492.3951 | 14492.3951 | 14492.3951 | 0 | 8598.3631 | 8598.3631 | 8598.3631
Supporting calculations
Consumer group, initial year revenue, and opex scaling factor
|  | Unit | Variant 1a | Variant 1b | Variant 1c | Variant 1d | Variant 1e | Variant 1f | Variant 1g | Description | Needs to updated annually. Is not distributor-specific. 0 2026: Source; Needs to updated annually. Is not distributor-specific. 1 2027: Assumption; Needs to updated annually. Is not distributor-specific. 3 2029: Notes/assumptions
| Consumer group/customer | group | Residential | Residential | Residential | Residential upgrade | Non-residential | Non-residential | Non-residential | Consumer group is used to determine initial year revenue. For larger customers, initial year revenue can be customer-specific.
| Initial year revenue | Unit | Variant 1a | Variant 1b | Variant 1c | Variant 1d | Variant 1e | Variant 1f | Variant 1g | Description | Needs to updated annually. Is not distributor-specific. 0 2026: Source; Needs to updated annually. Is not distributor-specific. 1 2027: Assumption; Needs to updated annually. Is not distributor-specific. 3 2029: Notes/assumptions
| Initial year distribution revenue | $ | 531.5545 | 531.5545 | 531.5545 | 0 | 359.6983 | 359.6983 | 359.6983 | Revenue from distribution tariffs in initial year (if connection was livened at start of the pricing year). Excludes pass-through of transmission charges. This is the initial year revenue before it is scaled by the incremental opex scaling factor. | Needs to updated annually. Is not distributor-specific. 3 2029: We have calculated using a "top-down"approach. This involves dividing revenue from residential tariffs by the number of active residential ICPs for variants 1a-1d, and dividing revenue from non-residential tariffs by the number of active non-residential ICPs for varaints 1e-1g. See calculations in 'Cons group & variant assumption' tab.
| Initial year transmission revenue | $ | 225.3001 | 225.3001 | 225.3001 | 0 | 251.402 | 251.402 | 251.402 | Revenue from transmisson tariffs (the portion of lines revenue that relates to pass-through of transmisson charges) in initial year (if connection was livened at start of the pricing year).
| Discount rate and opex scaling factor | Unit | All variants | Description | [6 empty] | Needs to updated annually. Is not distributor-specific. 0 2026: Notes/assumptions
| Incremental opex scaling factor | % | 87.45% | Used in the incremental distribution revenue (IDR) estimation to recognise that some of the ongoing revenue collected through lines charges will go toward covering incremental operating costs for the new connection. | [6 empty] | Needs to updated annually. Is not distributor-specific. 0 2026: Needs to be updated annually. Is distributor-specific. Only applies to incremental distribution revenue (IDR) not incremental transmission revenue (ITR).
Incremental distribution revenue (IDR) calculation
Some time-based inputs vary by variant. The inputs for a particular variant are shown in the tables below by selecting the variant of interest in the cell 'Sc1_variant'. | bar: Needs to updated annually. Is not distributor-specific. 0 2026 to Needs to updated annually. Is not distributor-specific. 6 2032
| Variant for time-based inputs | Variant 1a |  | [Change variant in cell 'Sc1_variant' cell if required] |  |  | Residential
IDR calculation for Variant 1a
| Initial year distribution revenue | Unit | Variant 1a | Description | [6 empty] | Needs to updated annually. Is not distributor-specific. 0 2026: Notes/assumptions
| Initial year distribution revenue | $ | 531.5545 | Revenue from distribution tariffs in initial year (if connection was livened at start of the pricing year). Excludes pass-through of transmission charges. | [6 empty] | Needs to updated annually. Is not distributor-specific. 0 2026: We have calculated using a "top-down"approach. This involves dividing revenue from residential tariffs by the number of active residential ICPs for variants 1a-1d, and dividing revenue from non-residential tariffs by the number of active non-residential ICPs for varaints 1e-1g. See calculations in 'Cons group & variant assumption' tab.
| Incremental opex scaling factor | % | 87.45% | Used in the incremental distribution revenue (IDR) estimation to recognise that some of the ongoing revenue collected through lines charges will go toward covering incremental operating costs for the new connection. | [6 empty] | Needs to updated annually. Is not distributor-specific. 0 2026: Needs to be updated annually. Is distributor-specific. Only applies to incremental distribution revenue (IDR) not incremental transmission revenue (ITR).
a | Scaled initial year distribution revenue | $ | 464.8509 | Initial year distribution revenue scaled by the incremental opex scaling factor.
Year
| Annual distribution revenue | Unit | Description |  |  |  | Notes/assumptions |  |  |  | 0 | 1 | 2 | 3 | 4 | 5 | 6 | 7 | 8 | 9 | 10 | 11 | 12 | 13 | 14 | 15 | 16 | 17 | 18 | 19 | 20 | 21 | 22 | 23 | 24 | 25 | 26 | 27 | 28 | 29 | 30
| Pricing year | year | Year ending 31 March. | [7 empty] | 2026 | 2027 | 2028 | 2029 | 2030 | 2031 | 2032 | 2033 | 2034 | 2035 | 2036 | 2037 | 2038 | 2039 | 2040 | 2041 | 2042 | 2043 | 2044 | 2045 | 2046 | 2047 | 2048 | 2049 | 2050 | 2051 | 2052 | 2053 | 2054 | 2055 | 2056
b | Discount factor | # | Discount factor to adjust revenue to present value. |  |  |  | Discount factor is the same for all variants and for both distribution and transmission revenue. Set to zero for years beyond the revenue life. |  |  |  | 1 | 0.95575 | 0.91346 | 0.87303 | 0.8344 | 0.79748 | 0.76219 | 0.72846 | 0.69623 | 0.66542 | 0.63597 | 0.60783 | 0.58093 | 0.55523 | 0.53066 | 0.50717 | 0.48473 | 0.46328 | 0.44278 | 0.42319 | 0.40446 | 0.38656 | 0.36946 | 0.35311 | 0.33748 | 0.32255 | 0.30827 | 0.29463 | 0.2816 | 0.26913 | 0.25723
c | Distribution revenue adjustment factor (RAF) (real) | # | Real revenue adjustment to adjust initial-year distribution revenue figure for overall movements in target distribution revenue. |  |  |  | Needs to be updated each pricing year. Our figures based on Wellington Electricity. Set to zero for years beyond the revenue life. |  |  |  | 1 | 1.1 | 1.2 | 1.32 | 1.44 | 1.44 | 1.44 | 1.44 | 1.44 | 1.44 | 1.44 | 1.44 | 1.44 | 1.44 | 1.44 | 1.44 | 1.44 | 1.44 | 1.44 | 1.44 | 1.44 | 1.44 | 1.44 | 1.44 | 1.44 | 1.44 | 1.44 | 1.44 | 1.44 | 1.44 | 1.44
d | Distribution tariff adjustment factor (TAF) | # | Adjustment for forecast changes in tariff structures. |  |  |  | Equal to 1 if there are no changes to tariff structures forecast. Have assumed no change in tariff structures. Set to zero for years beyond the revenue life. | bar: Year 0 2026 to Year 30 2056
e | Distribution revenue ramp-up factor | # | Timing of revenue reaching full potential |  |  |  | Have assumed that connection is livened halfway through the pricing year. Set to zero for years beyond the revenue life. |  |  |  | 0.5 | 1 | 1 | 1 | 1 | 1 | 1 | 1 | 1 | 1 | 1 | 1 | 1 | 1 | 1 | 1 | 1 | 1 | 1 | 1 | 1 | 1 | 1 | 1 | 1 | 1 | 1 | 1 | 1 | 1 | 1
= a*b*c*d*e | Adjusted distribution revenue | $ | [8 empty] | 232.4255 | 488.7088 | 509.545 | 535.6967 | 558.5362 | 533.8203 | 510.1981 | 487.6212 | 466.0434 | 445.4205 | 425.7101 | 406.8719 | 388.8674 | 371.6595 | 355.2132 | 339.4946 | 324.4715 | 310.1133 | 296.3904 | 283.2748 | 270.7395 | 258.759 | 247.3086 | 236.3649 | 225.9055 | 215.9089 | 206.3547 | 197.2233 | 188.4959 | 180.1547 | 172.1827
| Incremental distribution revenue | Unit | Variant 1a | Description | [6 empty] | Year 0 2026: Notes/assumptions
| Incremental distribution revenue (IDR) | $ | 10669.48 | Sums the NPV of distribution revenue for the connection for all years in the revenue life.
Incremental transmission revenue (ITR) calculation
Some time-based inputs vary by variant. The inputs for a particular variant are shown in the tables below by selecting the variant of interest in the cell 'Sc1_variant'. | bar: Year 0 2026 to Year 6 2032
| Variant for time-based inputs | Variant 1a |  | [Change variant in cell 'Sc1_variant' cell if required] |  |  | Residential
ITR calculation for Variant 1a
| Initial year transmission revenue | Unit | Variant 1a | Description | [6 empty] | Year 0 2026: Notes/assumptions
a | Initial year transmission revenue | $ | 225.3001 | Revenue from transmisson tariffs (the portion of lines revenue that relates to pass-through of transmisson charges) in initial year (if connection was livened at start of the pricing year). | [6 empty] | Year 0 2026: We have calculated using a "top-down"approach. This involves dividing revenue from residential tariffs by the number of active residential ICPs for variants 1a-1d, and dividing revenue from non-residential tariffs by the number of active non-residential ICPs for varaints 1e-1g. See calculations in 'Cons group & variant assumption' tab.
Year
| Annual transmission revenue | Unit | Description |  |  |  | Notes/assumptions |  |  |  | 0 | 1 | 2 | 3 | 4 | 5 | 6 | 7 | 8 | 9 | 10 | 11 | 12 | 13 | 14 | 15 | 16 | 17 | 18 | 19 | 20 | 21 | 22 | 23 | 24 | 25 | 26 | 27 | 28 | 29 | 30
| Pricing year | year | Year ending 31 March. | [7 empty] | 1 | 0.95575 | 0.91346 | 0.87303 | 0.8344 | 0.79748 | 0.76219 | 0.72846 | 0.69623 | 0.66542 | 0.63597 | 0.60783 | 0.58093 | 0.55523 | 0.53066 | 0.50717 | 0.48473 | 0.46328 | 0.44278 | 0.42319 | 0.40446 | 0.38656 | 0.36946 | 0.35311 | 0.33748 | 0.32255 | 0.30827 | 0.29463 | 0.2816 | 0.26913 | 0.25723
b | Discount factor | # | Discount factor (using discount rate above) to adjust revenue to present value. |  |  |  | Discount factor is the same for all variants and for both distribution and transmission revenue. Set to zero for years beyond the revenue life. |  |  |  | 1 | 0.95575 | 0.91346 | 0.87303 | 0.8344 | 0.79748 | 0.76219 | 0.72846 | 0.69623 | 0.66542 | 0.63597 | 0.60783 | 0.58093 | 0.55523 | 0.53066 | 0.50717 | 0.48473 | 0.46328 | 0.44278 | 0.42319 | 0.40446 | 0.38656 | 0.36946 | 0.35311 | 0.33748 | 0.32255 | 0.30827 | 0.29463 | 0.2816 | 0.26913 | 0.25723
c | Transmission revenue adjustment factor (RAF) (real) | # | Real revenue adjustment to adjust initial-year transmission revenue figure for overall movements in target transmission revenue. |  |  |  | Needs to be updated each pricing year. Our figures based on Wellington Electricity. Set to zero for years beyond the revenue life. |  |  |  | 1 | 1.15 | 1.16 | 1.19 | 1.21 | 1.24 | 1.2 | 1.2 | 1.2 | 1.2 | 1.2 | 1.2 | 1.2 | 1.2 | 1.2 | 1.2 | 1.2 | 1.2 | 1.2 | 1.2 | 1.2 | 1.2 | 1.2 | 1.2 | 1.2 | 1.2 | 1.2 | 1.2 | 1.2 | 1.2 | 1.2
d | Transmission tariff adjustment factor (TAF) | # | Adjustment for forecast changes in tariff structures. |  |  |  | Equal to 1 if there are no changes to tariff structures forecast. Our transmission TAF for residential connections is based on Wellington Electricity stating that it is part-way through transitioning to a new target revenue allocation approach for transmission, reducing the portion allocated to residential connections from 61% to 51%. We have assumed this transition occurs over five years. The transmission TAF for non-residential connections is the inverse of the transmission TAF for residential connections. Set to zero for years beyond the revenue life. |  |  |  | 1 | 0.97 | 0.94 | 0.9 | 0.87 | 0.84 | 0.84 | 0.84 | 0.84 | 0.84 | 0.84 | 0.84 | 0.84 | 0.84 | 0.84 | 0.84 | 0.84 | 0.84 | 0.84 | 0.84 | 0.84 | 0.84 | 0.84 | 0.84 | 0.84 | 0.84 | 0.84 | 0.84 | 0.84 | 0.84 | 0.84
e | Transmission revenue ramp-up factor | # | Timing of revenue reaching full potential |  |  |  | Have assumed that connection is livened halfway through the pricing year. Set to zero for years beyond the revenue life. |  |  |  | 0.5 | 1 | 1 | 1 | 1 | 1 | 1 | 1 | 1 | 1 | 1 | 1 | 1 | 1 | 1 | 1 | 1 | 1 | 1 | 1 | 1 | 1 | 1 | 1 | 1 | 1 | 1 | 1 | 1 | 1 | 1
= a*b*c*d*e | Adjusted transmission revenue | $ | [8 empty] | 112.65 | 240.2009 | 224.4062 | 210.66 | 197.8979 | 187.1463 | 173.095 | 165.4354 | 158.1146 | 151.1179 | 144.4307 | 138.0395 | 131.9311 | 126.093 | 120.5132 | 115.1804 | 110.0835 | 105.2122 | 100.5564 | 96.1067 | 91.8539 | 87.7892 | 83.9044 | 80.1916 | 76.643 | 73.2515 | 70.01 | 66.912 | 63.951 | 61.1211 | 58.4164
| Incremental transmission revenue | Unit | Variant 1a | Description | [6 empty] | Year 0: Notes/assumptions
| Incremental transmission revenue (ITR) | $ | 3822.9152 | Sums the NPV of transmission revenue for the connection for all years in the revenue life.
7. Network contribution (NC) component
Network Contribution (NC) calculation
|  | Unit | Variant 1a | Variant 1b | Variant 1c | Variant 1d | Variant 1e | Variant 1f | Variant 1g | Description | Year 3: Notes/assumptions
| Connection charge (CC) | $ | 1330 | 2330 | 3652.5 | 2722.5 | 11476 | 11476 | 31476
less | Incremental Cost (IC) | $ | 5782.5 | 8105 | 8105 | 2722.5 | 17065 | 17065 | 37065
plus | Incremental Revenue (IR) | $ | 14492.3951 | 14492.3951 | 14492.3951 | 0 | 8598.3631 | 8598.3631 | 8598.3631
= | Network Contribution (NC) | $ | 10039.8951 | 8717.3951 | 10039.8951 | 0 | 3009.3631 | 3009.3631 | 3009.3631

## 2. remote mid-sized connection
Reconciliation for remote mid-sized connection variants (Scenario 2) | [6 empty] | key | input | linked | calculated | selection | set number
All $ inputs are real 2025
Explanatory notes
| Purpose | [7 empty] | Other comments
| This spreadsheet provides a reconciliation of a connection charge into incremental cost, incremental revenue, and network contribution for the remote mid-sized connection (Scenario 2) variants in the Electricity Authority's distribution connection pricing worked examples. | [7 empty] | Numbers in this spreadsheet are indicative only. Full descriptions of the variants are in the Electricity Authority's 'Worked Examples' report and are summarised in the 'Summary of worked examples' tab.
Layout of sheet
- This sheet is split into seven sections, which are numbered 1-7 below. - Section 1 lists the variants in Scenario 2, section 2 provides a summary of the reconciliation, section 3 sets out year and discount factor assumptions, and sections 4-7 include the inputs and calculations for each of the components in the reconciliation (connection charge, incremental cost, incremental revenue, and network contribution). - User should select the variant they're interested in (in the cell 'Sc2_variant' in section 1) to view time-based inputs for that variant. - The sheet relies on inputs from the ''Distributor assumptions', 'Con group & variant assumptions', and 'Network costing zones' tabs, as well as the accompanying 'Worked Examples' spreadsheet.
1. Variants
Variants shown in this sheet:
2a | Remote mid-sized connection with extension-like upgrade
2b | Remote mid-sized flexi connection
| Variant for time-based inputs | Variant 2a |  | Select the variant you're interested in here - this will disply the time-based inputs for incremental cost (section 5) and incremental revenue (section 6) below. (Non time-based inputs are shown for all Scenario 3 variants).
Variant 2a customer
2. Reconciliation summary
Connection Charge (CC) = (Incremental Cost (IC) - Incremental Revenue (IR)) + Network Contribution (NC)
|  |  | Variant 2a | Variant 2b | Description | [5 empty] | Notes/assumptions
| Incremental Cost (IC) | $ | 196900 | 58310 | Incremental cost of adding the connection. | [5 empty] | See Section 5 below for calculation.
less | Incremental Revenue (IR) - total | $ | 218194.2514 | 218194.2514 | Value of future lines charges (distribution and transmission) from connection. | [5 empty] | See Section 6 below for calculation.
plus | Network Contribution (NC) | $ | 185464.2514 | 185464.2514 | The connection customer's contribution to network costs that are unaltered by their connection. | [5 empty] | See Section 7 below for calculation.
= | Connection charge (CC) | $ | 164170 | 25580 | Up-front charge for connection (excluding fees and pioneer scheme). | [5 empty] | See Section 4 below for calculation.
|  |  | Variant 2a | Variant 2b | Description | [5 empty] | Notes/assumptions
where | Incremental Cost (IC) | $ | 196900 | 58310 | Incremental cost of adding the connection. | [5 empty] | See Section 5 below for calculation.
less | Incremental Revenue (IR) - total | $ | 218194.2514 | 218194.2514 | Value of future lines charges (distribution and transmission) from connection. | [5 empty] | See Section 6 below for calculation.
= | Net incremental cost (NIC) | $ | -21294.2514 | -159884.2514 | Incremental cost of adding the connection less value of future lines charges.
|  |  | Variant 2a | Variant 2b | Description | [5 empty] | Notes/assumptions
where | Incremental Distribution Revenue (IDR) | $ | 144452.6298 | 144452.6298 | Value of future distribution lines charges from connection. | [5 empty] | See Section 6 below for calculation.
plus | Incremental TransmissionRevenue (ITR) | $ | 73741.6216 | 73741.6216 | Value of future transmission lines charges from connection. | [5 empty] | See Section 6 below for calculation.
= | Incremental Revenue (IR) - total | $ | 218194.2514 | 218194.2514 | Total value of future lines charges from connection. | [5 empty] | See Section 6 below for calculation.
[5 empty] | Description | [5 empty] | Notes/assumptions
| Reconciliation check |  | pass | pass | Checks that connection charge (CC) in row 31 equals connection charge below in row 70. If the check fails then there is an error in one of the reconciliation formula.
Lifetime contribution
| Lifetime contribution components | Unit | Variant 2a | Variant 2b | Description | [5 empty] | Notes/assumptions
| Connection charge (CC) | $ | 164170 | 25580 | Up-front charge for connection (excluding fees and pioneer scheme). | [5 empty] | See Section 4 below for calculation.
plus | Incremental revenue (IR) | $ | 218194.2514 | 218194.2514 | Value of future line charges (distribution and transmission) from connection. | [5 empty] | See Section 6 below for calculation.
= | Lifetime contribution | $ | 382364.2514 | 243774.2514 | Total contribution from connection. | [5 empty] | Includes both upfront charges (CC) and ongoing charges (IR).
Useful ratios
| Ratios | Unit | Variant 2a | Variant 2b | Description | [5 empty] | Notes/assumptions
| Reliance | % | 83.38% | 43.87% | Portion of IC contributed upfront. Equals CC/IC.
| Up-front revenue ratio | % | 42.94% | 10.49% | Portion of revenue contributed upfront. Equals CC/(CC+IR).
| Network contribution ratio | % | 48.5% | 76.08% | Portion of revenue contributing to network costs. Equals NC/(CC+IR).
3. Year and discount rate assumptions
| Revenue life | Unit | Variant 2a | Variant 2b | Description | [5 empty] | Notes/assumptions
| Revenue life | years | 15 | 15 | The period for which the connection is expected to generate revenue. The default revenue life for residential connections is 30 years. The default for non-residential connections is 15 years. | [5 empty] | We have assumed the default connection revenue life for non-residential connections (15 years) for all Scenario 2 variants. Note that the partial initial year is not included in revenue life (so the variants effectively have revenue lives of 15.25 years).
| Discount factor | Unit | All variants | Description | [6 empty] | Notes/assumptions
| Discount rate (real) | % | 4.63% | Used to make compounding downward adjustments to revenue from future years. Is equal to the most recently available mid-point estimate of vanilla WACC (weighted average cost of capital) made by the Commerce Commission less an adjustment to remove inflation (using inflation projections for the year ahead from the Reserve Bank of New Zealand's most recent Monetary Policy Statement). | [6 empty] | Needs to updated annually. Is not distributor-specific.
| Type | Unit | Description |  |  |  | Notes/assumptions |  |  |  | 0 | 1 | 2 | 3 | 4 | 5 | 6 | 7 | 8 | 9 | 10 | 11 | 12 | 13 | 14 | 15 | 16 | 17 | 18 | 19 | 20 | 21 | 22 | 23 | 24 | 25 | 26 | 27 | 28 | 29 | 30
| Pricing year | year | Year starting 1 April. | [7 empty] | 2026 | 2027 | 2028 | 2029 | 2030 | 2031 | 2032 | 2033 | 2034 | 2035 | 2036 | 2037 | 2038 | 2039 | 2040 | 2041 | 2042 | 2043 | 2044 | 2045 | 2046 | 2047 | 2048 | 2049 | 2050 | 2051 | 2052 | 2053 | 2054 | 2055 | 2056
| Discount factor | # | Discount factor (using discount rate above) to adjust revenue to present value. |  |  |  | Discount factor is the same for all variants and is used for both distribution and transmission revenue calculations. |  |  |  | 1 | 0.95575 | 0.91346 | 0.87303 | 0.8344 | 0.79748 | 0.76219 | 0.72846 | 0.69623 | 0.66542 | 0.63597 | 0.60783 | 0.58093 | 0.55523 | 0.53066 | 0.50717 | 0.48473 | 0.46328 | 0.44278 | 0.42319 | 0.40446 | 0.38656 | 0.36946 | 0.35311 | 0.33748 | 0.32255 | 0.30827 | 0.29463 | 0.2816 | 0.26913 | 0.25723
4. Connection charge (CC) component
| Type | Unit | Variant 2a | Variant 2b | Description | [5 empty] | Needs to updated annually. Is not distributor-specific. 0 2026: Notes/assumptions
| Connection charge (CC) | $ | 164170 | 25580 | Total upfront connection charge to connection customer. Excludes fees and pioneer scheme charges. | [5 empty] | Needs to updated annually. Is not distributor-specific. 0 2026: Figures copied from 'Worked Examples' spreadsheet.
5. Incremental cost (IC) component
Incremental cost (IC) calculation
|  | Unit | Variant 2a | Variant 2b | Description | [5 empty] | Needs to updated annually. Is not distributor-specific. 0 2026: Notes/assumptions
| Extension cost (EC) | $ | 145200 | 23200 | Cost to extend the network to new connection (relevant minimum scheme). | [5 empty] | Needs to updated annually. Is not distributor-specific. 0 2026: Figures copied from 'Worked Examples' spreadsheet.
plus | Customer-selected enhancement cost (CSEC) | $ | 0 | 0 | Additional cost of customer-selected enhancements. | [5 empty] | Needs to updated annually. Is not distributor-specific. 0 2026: Network capacity costs associated with customer-selected enhancements are included in this term (not as part of the capacity cost input). Figures copied from 'Worked Examples' spreadsheet.
plus | Localised historical cost recovery (LHCR) | $ | 0 | 0 | Allocation of historical distributor-selected enhancement costs. | [5 empty] | Needs to updated annually. Is not distributor-specific. 0 2026: Figures copied from 'Worked Examples' spreadsheet. Not relevant for any of the Scenario 2 variants.
plus | Incremental transmission cost (ITC) | $ | 0 | 0 | Allocation of ITC (large connections only). | [5 empty] | Needs to updated annually. Is not distributor-specific. 0 2026: Not relevant to any of the Scenario 2 variants.
plus | Network capacity cost (NCC) | $ | 51700 | 35110 | Network capacity cost of the relevant minimum scheme. | [5 empty] | Needs to updated annually. Is not distributor-specific. 0 2026: Must be included in incremental cost regardless of whether upstream capacity costs are allocated to the connection. Is equal to the sum product of the capacity rate (in most cases, the posted capacity rate) multiplied by the capacity demand assumption for each applicable tier. Calculation of capacity cost is shown below (and is also in the 'Worked Examples' spreadsheet).
plus | Operating cost loading (OCL) | $ | 0 | 0 | Addition to distributor's operating costs due to the new connection. Only relevant for large connections. | [5 empty] | Needs to updated annually. Is not distributor-specific. 0 2026: Not relevant to any of the Scenario 2 variants.
plus | Incremental costs associatied with generation | $ | 0 | 0 | Any incremental extension costs for injection (over and above the extension cost). Only applicable for connections that have injection (as well as load). | [5 empty] | Needs to updated annually. Is not distributor-specific. 0 2026: Not relevant to Scenario 2 variants because they are load-only.
less | Avoided cost of distribution (ACOD) | $ | 0 | 0 | Only relevant for variants that have injection. | [5 empty] | Needs to updated annually. Is not distributor-specific. 0 2026: Not relevant to Scenario 2 variants because they are load-only.
= | Incremental Cost (IC) | $ | 196900 | 58310
Supporting calculations
Supporting capacity cost calculation
|  | Unit | Variant 2a | Variant 2b | Description | [5 empty] | Needs to updated annually. Is not distributor-specific. 0 2026: Notes/assumptions
| Network costing zone | zone | Rural B | Rural B | Costing zone for capacity costs | [5 empty] | Needs to updated annually. Is not distributor-specific. 0 2026: Distributor may decide to have a single costing zone. See 'Network costing zones' tab for assumptions.
| Posted capacity rates | Unit | Variant 2a | Variant 2b | Description | Source | Assumption |  |  |  | Needs to updated annually. Is not distributor-specific. 0 2026: Notes/assumptions
| Low voltage mains (LV) | $/kVA | 170 | 170 | Unit cost for incremental LV capacity. | [5 empty] | Needs to updated annually. Is not distributor-specific. 0 2026: Linked to figures in 'Network costing zones' tab.
| Distribution substation (DS) | $/kVA | 530 | 530 | Unit cost for incremental DS capacity.
| High voltage feeder (HVF) | $/kVA | 85 | 85 | Unit cost for incremental HVF capacity.
| Zone substation (ZS) | $/kVA | 380 | 380 | Unit cost for incremental ZS capacity.
| Sub-transmission line (STL) | $/kVA | 100 | 100 | Unit cost for incremental STL capacity.
| Capacity demand | Unit | Variant 2a | Variant 2b | Description | [5 empty] | Needs to updated annually. Is not distributor-specific. 0 2026: Notes/assumptions
| Low voltage mains (LV) | kVA | 0 | 0 | Demand for incremental LV capacity. | [5 empty] | Needs to updated annually. Is not distributor-specific. 0 2026: Figures copied from 'Worked Examples' spreadsheet. Capacity demand at LV and DS tiers is zero for variant 2a because load is connected at HVF tier and zero at LV tier for 2b because load is connected at DS tier.
| Distribution substation (DS) | kVA | 0 | 50 | Demand for incremental DS capacity.
| High voltage feeder (HVF) | kVA | 100 | 50 | Demand for incremental HVF capacity. | [5 empty] | Needs to updated annually. Is not distributor-specific. 0 2026: Figures copied from 'Worked Examples' spreadsheet.
| Zone substation (ZS) | kVA | 80 | 2 | Demand for incremental ZS capacity.
| Sub-transmission line (STL) | kVA | 60 | 2 | Demand for incremental STL capacity.
| Can estimated capacity upgrade costs be used |  | Variant 2a | Variant 2b | Description | [5 empty] | Needs to updated annually. Is not distributor-specific. 0 2026: Notes/assumptions
Is the demand increment from the project more than 80% of the nominal capacity increment for:
| the high voltage feeder (HVF) tier? |  | No | No | [6 empty] | Needs to updated annually. Is not distributor-specific. 0 2026: If yes, can use estimated capacity upgrade costs for the HVF tier instead of the posted capacity rate.
| the zone substation (ZS) tier? |  | No | No
| the sub-transmission line (STL) tier? |  | No | No
If yes, what is the estimated capacity upgrade costs?
| the high voltage feeder (HVF) tier? | $
| the zone substation (ZS) tier? | $
| the sub-transmission line (STL) tier? | $
| Can modified capacity rates be used |  | Variant 2a | Variant 2b | Description | [5 empty] | Needs to updated annually. Is not distributor-specific. 0 2026: Notes/assumptions
Is the cost per unit of the upgrade project estimated to be more than 150%, or lower than 80%, of the applicable posted capacity rate for:
| the high voltage feeder (HVF) tier? |  | Yes | Yes | [6 empty] | Needs to updated annually. Is not distributor-specific. 0 2026: N/A if estimated capacity upgrade costs can be used (see above) or if there is no capacity demand at that tier. If yes, can use estimated capacity rate rather than posted capacity rate.
| the zone substation (ZS) tier? |  | No | No
| the sub-transmission line (STL) tier? |  | No | No
If yes, what is the estimated cost per unit relative to the posted rate for:
| the high voltage feeder (HVF) tier? | % | 180% | 180% | [6 empty] | Needs to updated annually. Is not distributor-specific. 0 2026: Needs to be greater than 150% (if cost per unit is higher than average) or less than 80% (if cost per unit is lower than average). Cell will be dark grey if not applicable (when the cost per unit of the upgrade project is between 80% and 150% of the applicable posted capacity rate OR if estimated capacity upgrade costs can be used).
| the zone substation (ZS) tier? | %
| the sub-transmission line (STL) tier? | %
| Capacity cost calculation | Unit | Variant 2a | Variant 2b | Description | [5 empty] | Needs to updated annually. Is not distributor-specific. 0 2026: Notes/assumptions
| Low voltage mains (LV) | $ | 0 | 0 | Unit capacity cost multiplied by capacity demand for LV tier.
plus | Distribution substation (DS) | $ | 0 | 26500 | Unit capacity cost multiplied by capacity demand for DS tier.
plus | High voltage feeder (HVF) | $ | 15300 | 7650 | Unit capacity cost multiplied by capacity demand for HVF tier.
plus | Zone substation (ZS) | $ | 30400 | 760 | Unit capacity cost multiplied by capacity demand for ZS tier.
plus | Sub-transmission line (STL) | $ | 6000 | 200 | Unit capacity cost multiplied by capacity demand for STL tier.
= | Capacity cost | $ | 51700 | 35110
6. Incremental revenue (IR) component
Incremental revenue (IR) calculation
|  | Unit | Variant 2a | Variant 2b | Description | [5 empty] | Needs to updated annually. Is not distributor-specific. 0 2026: Notes/assumptions
| Incremental Distribution Revenue (IDR) | $ | 144452.6298 | 144452.6298 | Sums the NPV of distribution revenue for the connection for all years in the revenue life. | [5 empty] | Needs to updated annually. Is not distributor-specific. 0 2026: NPV of a specific year's distribution revenue is equal to the initial year distribution revenue multiplied by each of the incremental opex scaling factor, the discount factor, the distribution RAF, the distribution TAF, and the revenue ramp-up factor. The calculation is shown below for the variant selected in the 'Sc2_variant' cell.
plus | Incremental Transmission Revenue (ITR) | $ | 73741.6216 | 73741.6216 | Sums the NPV of transmission revenue for the connection for all years in the revenue life. | [5 empty] | Needs to updated annually. Is not distributor-specific. 0 2026: NPV of a specific year's transmission revenue is equal to the initial year transmission revenue multiplied by each of the discount factor, the transmission RAF, the transmission TAF, and the revenue ramp-up factor. The calculation is shown below for the variant selected in the 'Sc2_variant' cell.
= | Incremental Revenue (IR) | $ | 218194.2514 | 218194.2514
Supporting calculations
Consumer group, initial year revenue, and opex scaling factor
| Consumer group/customer | Unit | Variant 2a | Variant 2b | Description | [5 empty] | Needs to updated annually. Is not distributor-specific. 0 2026: Notes/assumptions
| Consumer group/customer | group | Variant 2a customer | Variant 2b customer | Consumer group is used to determine initial year revenue. For larger customers, initial year revenue can be customer-specific.
| Initial year revenue | Unit | Variant 2a | Variant 2b | Description | [5 empty] | Needs to updated annually. Is not distributor-specific. 0 2026: Notes/assumptions
| Initial year distribution revenue | $ | 7286.349 | 7286.349 | Revenue from distribution tariffs in initial year (if connection was livened at start of the pricing year). Excludes pass-through of transmission charges. | [5 empty] | Needs to updated annually. Is not distributor-specific. 0 2026: For Scenario 2 variants, use a bottom-up approach, where the distributor estimates distribution revenue based on the applicable tariffs and estimated usage.
| Initial year transmission revenue | $ | 4929.3615 | 4929.3615 | Revenue from transmisson tariffs (the portion of lines revenue that relates to pass-through of transmisson charges) in initial year (if connection was livened at start of the pricing year). | [5 empty] | Needs to updated annually. Is not distributor-specific. 0 2026: For Scenario 2 variants, use a bottom-up approach, where the distributor estimates transmission revenue based on the applicable tariffs.
| Opex scaling factor | Unit | All variants | Description | [6 empty] | Needs to updated annually. Is not distributor-specific. 0 2026: Notes/assumptions
| Incremental opex scaling factor | % | 87.45% | Used in the incremental distribution revenue (IDR) estimation to recognise that some of the ongoing revenue collected through lines charges will go toward covering incremental operating costs for the new connection. | [6 empty] | Needs to updated annually. Is not distributor-specific. 0 2026: Needs to be updated annually. Is distributor-specific. Only applies to incremental distribution revenue (IDR) not incremental transmission revenue (ITR).
Incremental distribution revenue (IDR) calculation
Some time-based inputs vary by variant. The inputs for a particular variant are shown in the tables below by selecting the variant of interest in the cell 'Sc2_variant'. | bar: Needs to updated annually. Is not distributor-specific. 0 2026 to Needs to updated annually. Is not distributor-specific. 6 2032
| Variant for time-based inputs | Variant 2a |  | [Change variant in cell 'Sc2_variant' cell if required] |  |  | Variant 2a customer
IDR calculation for Variant 2a
| Initial year distribution revenue | Unit | Variant 2a | Description | [6 empty] | Needs to updated annually. Is not distributor-specific. 0 2026: Notes/assumptions
| Initial year distribution revenue | $ | 7286.349 | Revenue from distribution tariffs in initial year (if connection was livened at start of the pricing year). Excludes pass-through of transmission charges. | [6 empty] | Needs to updated annually. Is not distributor-specific. 0 2026: For Scenario 2 variants, use a bottom-up approach, where the distributor estimates distribution revenue based on the applicable tariffs and estimated usage.
| Incremental opex scaling factor | % | 87.45% | Used in the incremental distribution revenue (IDR) estimation to recognise that some of the ongoing revenue collected through lines charges will go toward covering incremental operating costs for the new connection. | [6 empty] | Needs to updated annually. Is not distributor-specific. 0 2026: Needs to be updated annually. Is distributor-specific. Only applies to incremental distribution revenue (IDR) not incremental transmission revenue (ITR).
a | Scaled initial year distribution revenue | $ | 6372.0022 | Initial year distribution revenue scaled by the incremental opex scaling factor.
| Annual distribution revenue | Unit | Description |  |  |  | Notes/assumptions |  |  |  | 0 | 1 | 2 | 3 | 4 | 5 | 6 | 7 | 8 | 9 | 10 | 11 | 12 | 13 | 14 | 15 | 16 | 17 | 18 | 19 | 20 | 21 | 22 | 23 | 24 | 25 | 26 | 27 | 28 | 29 | 30
| Pricing year | year | Year starting 1 April. | [7 empty] | 2026 | 2027 | 2028 | 2029 | 2030 | 2031 | 2032 | 2033 | 2034 | 2035 | 2036 | 2037 | 2038 | 2039 | 2040 | 2041 | 2042 | 2043 | 2044 | 2045 | 2046 | 2047 | 2048 | 2049 | 2050 | 2051 | 2052 | 2053 | 2054 | 2055 | 2056
b | Discount factor | # | Discount factor to adjust revenue to present value. |  |  |  | Discount factor is the same for all variants and for both distribution and transmission revenue. Set to zero for years beyond the revenue life. |  |  |  | 1 | 0.95575 | 0.91346 | 0.87303 | 0.8344 | 0.79748 | 0.76219 | 0.72846 | 0.69623 | 0.66542 | 0.63597 | 0.60783 | 0.58093 | 0.55523 | 0.53066 | 0.50717 | 0 | 0 | 0 | 0 | 0 | 0 | 0 | 0 | 0 | 0 | 0 | 0 | 0 | 0 | 0
c | Distribution revenue adjustment factor (RAF) (real) | # | Real revenue adjustment to adjust initial-year distribution revenue figure for overall movements in target distribution revenue. |  |  |  | Needs to be updated each pricing year. Our figures based on Wellington Electricity. Set to zero for years beyond the revenue life. |  |  |  | 1 | 1.1 | 1.2 | 1.32 | 1.44 | 1.44 | 1.44 | 1.44 | 1.44 | 1.44 | 1.44 | 1.44 | 1.44 | 1.44 | 1.44 | 1.44 | 0 | 0 | 0 | 0 | 0 | 0 | 0 | 0 | 0 | 0 | 0 | 0 | 0 | 0 | 0
d | Distribution tariff adjustment factor (TAF) | # | Adjustment for forecast changes in tariff structures. |  |  |  | Equal to 1 if there are no changes to tariff structures forecast. Have assumed no change in tariff structures. Set to zero for years beyond the revenue life. |  |  |  | 1 | 1 | 1 | 1 | 1 | 1 | 1 | 1 | 1 | 1 | 1 | 1 | 1 | 1 | 1 | 1 | 0 | 0 | 0 | 0 | 0 | 0 | 0 | 0 | 0 | 0 | 0 | 0 | 0 | 0 | 0
e | Distribution revenue ramp-up factor | # | Timing of revenue reaching full potential |  |  |  | Have assumed that connection is livened three-quarters of the way through the pricing year (beginning of Jan 2026). Load factor doubles in year two, which increases total distribution revenue significantly in year two (and is sustained during subsequent years). Set to zero for years beyond the revenue life. |  |  |  | 0.25 | 1 | 1.5681 | 1.5681 | 1.5681 | 1.5681 | 1.5681 | 1.5681 | 1.5681 | 1.5681 | 1.5681 | 1.5681 | 1.5681 | 1.5681 | 1.5681 | 1.5681 | 0 | 0 | 0 | 0 | 0 | 0 | 0 | 0 | 0 | 0 | 0 | 0 | 0 | 0 | 0
= a*b*c*d*e | Adjusted distribution revenue | $ | [8 empty] | 1593.0006 | 6699.037 | 10952.3678 | 11514.484 | 12005.405 | 11474.1518 | 10966.4071 | 10481.1308 | 10017.3285 | 9574.05 | 9150.387 | 8745.4717 | 8358.4743 | 7988.6021 | 7635.0971 | 7297.2351 | 0 | 0 | 0 | 0 | 0 | 0 | 0 | 0 | 0 | 0 | 0 | 0 | 0 | 0 | 0
| Incremental distribution revenue | Unit | Variant 2b | Description | [6 empty] | 0 2026: Notes/assumptions
| Incremental distribution revenue (IDR) | $ | 144452.6298 | Sums the NPV of distribution revenue for the connection for all years in the revenue life.
Incremental transmission revenue (ITR) calculation
Some time-based inputs vary by variant. The inputs for a particular variant are shown in the tables below by selecting the variant of interest in the cell 'Sc2_variant'. | bar: 0 2026 to 6 2032
| Variant for time-based inputs | Variant 2a |  | [Change variant in cell 'Sc2_variant' cell if required] |  |  | Variant 2a customer
ITR calculation for Variant 2a
| Initial year transmission revenue | Unit | Variant 2a | Description | [6 empty] | 0 2026: Notes/assumptions
a | Initial year transmission revenue | $ | 4929.3615 | Revenue from transmisson tariffs (the portion of lines revenue that relates to pass-through of transmisson charges) in initial year (if connection was livened at start of the pricing year). | [6 empty] | 0 2026: For Scenario 2 variants, use a bottom-up approach, where the distributor estimates transmission revenue based on the applicable tariffs.
Year
| Annual transmission revenue | Unit | Description |  |  |  | Notes/assumptions |  |  |  | 0 | 1 | 2 | 3 | 4 | 5 | 6 | 7 | 8 | 9 | 10 | 11 | 12 | 13 | 14 | 15 | 16 | 17 | 18 | 19 | 20 | 21 | 22 | 23 | 24 | 25 | 26 | 27 | 28 | 29 | 30
| Pricing year | year | Year starting 1 April. | [7 empty] | 2026 | 2027 | 2028 | 2029 | 2030 | 2031 | 2032 | 2033 | 2034 | 2035 | 2036 | 2037 | 2038 | 2039 | 2040 | 2041 | 2042 | 2043 | 2044 | 2045 | 2046 | 2047 | 2048 | 2049 | 2050 | 2051 | 2052 | 2053 | 2054 | 2055 | 2056
b | Discount factor | # | Discount factor (using discount rate above) to adjust revenue to present value. |  |  |  | Discount factor is the same for all variants and for both distribution and transmission revenue. Set to zero for years beyond the revenue life. |  |  |  | 1 | 0.95575 | 0.91346 | 0.87303 | 0.8344 | 0.79748 | 0.76219 | 0.72846 | 0.69623 | 0.66542 | 0.63597 | 0.60783 | 0.58093 | 0.55523 | 0.53066 | 0.50717 | 0 | 0 | 0 | 0 | 0 | 0 | 0 | 0 | 0 | 0 | 0 | 0 | 0 | 0 | 0
c | Transmission revenue adjustment factor (RAF) (real) | # | Real revenue adjustment to adjust initial-year transmission revenue figure for overall movements in target transmission revenue. |  |  |  | Needs to be updated each pricing year. Our figures based on Wellington Electricity. Set to zero for years beyond the revenue life. |  |  |  | 1 | 1.15 | 1.16 | 1.19 | 1.21 | 1.24 | 1.2 | 1.2 | 1.2 | 1.2 | 1.2 | 1.2 | 1.2 | 1.2 | 1.2 | 1.2 | 0 | 0 | 0 | 0 | 0 | 0 | 0 | 0 | 0 | 0 | 0 | 0 | 0 | 0 | 0
d | Transmission tariff adjustment factor (TAF) | # | Adjustment for forecast changes in tariff structures. |  |  |  | Equal to 1 if there are no changes to tariff structures forecast. Have assumed no change in tariff structures. Set to zero for years beyond the revenue life. |  |  |  | 1 | 1.0309 | 1.0638 | 1.1111 | 1.1494 | 1.1905 | 1.1905 | 1.1905 | 1.1905 | 1.1905 | 1.1905 | 1.1905 | 1.1905 | 1.1905 | 1.1905 | 1.1905 | 0 | 0 | 0 | 0 | 0 | 0 | 0 | 0 | 0 | 0 | 0 | 0 | 0 | 0 | 0
e | Transmission revenue ramp-up factor | # | Timing of revenue reaching full potential |  |  |  | Have assumed that connection is livened three-quarters of the way through the pricing year (beginning of Jan 2026). Load factor doubles in year two but this has no impact on transmission revenue (because there is only a fixed charge for transmission). Set to zero for years beyond the revenue life. |  |  |  | 0.25 | 1 | 1 | 1 | 1 | 1 | 1 | 1 | 1 | 1 | 1 | 1 | 1 | 1 | 1 | 1 | 0 | 0 | 0 | 0 | 0 | 0 | 0 | 0 | 0 | 0 | 0 | 0 | 0 | 0 | 0
= a*b*c*d*e | Adjusted transmission revenue | $ | [8 empty] | 1232.3404 | 5585.4806 | 5556.59 | 5690.1858 | 5720.4723 | 5802.9916 | 5367.2927 | 5129.7837 | 4902.7847 | 4685.8308 | 4478.4773 | 4280.2994 | 4090.8912 | 3909.8644 | 3736.8484 | 3571.4884 | 0 | 0 | 0 | 0 | 0 | 0 | 0 | 0 | 0 | 0 | 0 | 0 | 0 | 0 | 0
| Incremental transmission revenue | Unit | Variant 2a | Description | [6 empty] | Year 0 2026: Notes/assumptions
| Incremental transmission revenue (ITR) | $ | 73741.6216 | Sums the NPV of transmission revenue for the connection for all years in the revenue life.
7. Network contribution (NC) component
Network Contribution (NC) calculation
|  | Unit | Variant 2a | Variant 2b | Description | [5 empty] | Year 0 2026: Notes/assumptions
| Connection charge (CC) | $ | 164170 | 25580
less | Incremental Cost (IC) | $ | 196900 | 58310
plus | Incremental Revenue (IR) | $ | 218194.2514 | 218194.2514
= | Network Contribution (NC) | $ | 185464.2514 | 185464.2514

## 3. large connection
Reconciliation for large connection variants (Scenario 3) | [6 empty] | key | input | linked | calculated | selection | set number
All $ inputs are real 2025
Explanatory notes
| Purpose | [8 empty] | Other comments
| This spreadsheet provides a reconciliation of a connection charge into incremental cost, incremental revenue, and network contribution for the large load (Scenario 3) variants in the Electricity Authority's distribution connection pricing worked examples. | [8 empty] | Numbers in this spreadsheet are indicative only. Full descriptions of the variants are in the Electricity Authority's 'Worked Examples' report and are summarised in the 'Summary of worked examples' tab.
Layout of sheet
- This sheet is split into seven sections, which are numbered 1-7 below. - Section 1 lists the variants in Scenario 3, section 2 provides a summary of the reconciliation, section 3 sets out year and discount factor assumptions, and sections 4-7 include the inputs and calculations for each of the components in the reconciliation (connection charge, incremental cost, incremental revenue, and network contribution). - User should select the variant they're interested in (in the cell 'Sc3_variant' in section 1) to view time-based inputs for that variant. - The sheet relies on inputs from the '3b. ITC calcs', 'Distributor assumptions', 'Con group & variant assumptions', and 'Network costing zones' tabs, as well as the accompanying 'Worked Examples' spreadsheet.
1. Variants
Variants shown in this sheet:
3a | Large connection at zone substation level with special pricing
3b | Large connection at zone substation level with special pricing that involves GXP work (includes incremental transmission costs)
3c | Large connection at zone substation level with small injection (< 1 MVA)
3d | Large connection at zone substation level with mid-sized injection (~ 1.5 MVA)
| Variant for time-based inputs | Variant 3b |  | Select the variant you're interested in here - this will disply the time-based inputs for incremental cost (section 5) and incremental revenue (section 6) below. (Non time-based inputs are shown for all Scenario 3 variants).
Variant 3b customer
2. Reconciliation summary
Connection Charge (CC) = (Incremental Cost (IC) - Incremental Revenue (IR)) + Network Contribution (NC)
|  |  | Variant 3a | Variant 3b | Variant 3c | Variant 3d | Description |  |  |  |  | Notes/assumptions
| Incremental Cost (IC) | $ | 2255120.8316 | 6619822.9274 | 1995120.8316 | 2275120.8316 | Incremental cost of adding the connection. |  |  |  |  | See Section 5 below for calculation.
less | Incremental Revenue (IR) - total | $ | 2981334.6621 | 6774889.5221 | 2923023.165 | 2981334.6621 | Value of future lines charges (distribution and transmission) from connection. |  |  |  |  | See Section 6 below for calculation.
plus | Network Contribution (NC) | $ | 2870213.8305 | 3444403.802 | 2811902.3334 | 2870213.8305 | The connection customer's contribution to network costs that are unaltered by their connection. |  |  |  |  | See Section 7 below for calculation.
= | Connection charge (CC) | $ | 2144000 | 3289337.2073 | 1884000 | 2164000 | Up-front charge for connection (excluding fees and pioneer scheme). |  |  |  |  | See Section 4 below for calculation.
|  |  | Variant 3a | Variant 3b | Variant 3c | Variant 3d | Description |  |  |  |  | Notes/assumptions
where | Incremental Cost (IC) | $ | 2255120.8316 | 6619822.9274 | 1995120.8316 | 2275120.8316 | Incremental cost of adding the connection. |  |  |  |  | See Section 5 below for calculation.
less | Incremental Revenue (IR) - total | $ | 2981334.6621 | 6774889.5221 | 2923023.165 | 2981334.6621 | Value of future lines charges (distribution and transmission) from connection. |  |  |  |  | See Section 6 below for calculation.
= | Net incremental cost (NIC) | $ | -726213.8305 | -155066.5947 | -927902.3334 | -706213.8305 | Incremental cost of adding the connection less value of future lines charges.
|  |  | Variant 3a | Variant 3b | Variant 3c | Variant 3d | Description |  |  |  |  | Notes/assumptions
where | Incremental Distribution Revenue (IDR) | $ | 1943716.5705 | 4068368.9693 | 1885405.0734 | 1943716.5705 | Value of future distribution lines charges from connection. |  |  |  |  | See Section 6 below for calculation.
plus | Incremental TransmissionRevenue (ITR) | $ | 1037618.0916 | 2706520.5528 | 1037618.0916 | 1037618.0916 | Value of future transmission lines charges from connection. |  |  |  |  | See Section 6 below for calculation.
= | Incremental Revenue (IR) - total | $ | 2981334.6621 | 6774889.5221 | 2923023.165 | 2981334.6621 | Total value of future lines charges from connection. |  |  |  |  | See Section 6 below for calculation.
[7 empty] | Description |  |  |  |  | Notes/assumptions
| Reconciliation check |  | pass | pass | pass | pass | Checks that connection charge (CC) calculated above (row 38) equals connection charge calculated below (row 85). If the check fails then there is an error in one of the reconciliation formula.
Lifetime contribution
| Lifetime contribution components | Unit | Variant 3a | Variant 3b | Variant 3c | Variant 3d | Description |  |  |  |  | Notes/assumptions
| Connection charge (CC) | $ | 2144000 | 3289337.2073 | 1884000 | 2164000 | Up-front charge for connection (excluding fees and pioneer scheme). |  |  |  |  | See Section 4 below for calculation.
plus | Incremental revenue (IR) | $ | 2981334.6621 | 6774889.5221 | 2923023.165 | 2981334.6621 | Value of future line charges (distribution and transmission) from connection. |  |  |  |  | See Section 6 below for calculation.
= | Lifetime contribution | $ | 5125334.6621 | 10064226.7294 | 4807023.165 | 5145334.6621 | Total contribution from connection. |  |  |  |  | Includes both upfront charges (CC) and ongoing charges (IR).
Useful ratios
| Ratios | Unit | Variant 3a | Variant 3b | Variant 3c | Variant 3d | Description |  |  |  |  | Notes/assumptions
| Reliance | % | 95.07% | 49.69% | 94.43% | 95.12% | Portion of IC contributed upfront. Equals CC/IC.
| Up-front revenue ratio | % | 41.83% | 32.68% | 39.19% | 42.06% | Portion of revenue contributed upfront. Equals CC/(CC+IR).
| Network contribution ratio | % | 56% | 34.22% | 58.5% | 55.78% | Portion of revenue contributing to network costs. Equals NC/(CC+IR).
3. Year and discount rate assumptions
| Initial part-year adjustment | Unit | Variant 3a | Variant 3b | Variant 3c | Variant 3d | Description |  |  |  |  | Notes/assumptions
| Initial part-year adjustment | # | 0.25 | 0.25 | 0.25 | 0.25 | The portion of the initial year that the customer is connected. Feeds into operating cost loading. |  |  |  |  | In the Scenario 3 variants, it is assumed that the customer connects at the beginning of January, so the initial part-year adjustment is 0.25 (the customer will be connected for the last three months (25%) of the pricing year). For Scenario 3 variants, the initial part-year adjustment is equal to ramp-up rate for year 0, but this may not always be the case (eg, if the ramp-up factor for year 0 is affected by changes in load factor).
| Revenue life and discount factor | Unit | All variants | Description | [6 empty] | Notes/assumptions
| Revenue life | years | 15 | The period for which the connection is expected to generate revenue. The default revenue life for residential connections is 30 years. The default for non-residential connections is 15 years. | [6 empty] | We have assumed the default connection revenue life for non-residential connections (15 years) for all Scenario 3 variants. Note that the partial initial year is not included in revenue life (so the variants effectively have revenue lives of 15.25 years).
| Discount rate (real) | % | 4.63% | Used to make compounding downward adjustments to revenue from future years. Is equal to the most recently available mid-point estimate of vanilla WACC (weighted average cost of capital) made by the Commerce Commission less an adjustment to remove inflation (using inflation projections for the year ahead from the Reserve Bank of New Zealand's most recent Monetary Policy Statement). | [6 empty] | Needs to updated annually. Is not distributor-specific. We have also used this discount rate to estimate the opearting cost loading for Scenario 3 variants (used in the incremental cost calculation).
| Type | Unit | Description |  |  |  | Notes/assumptions |  |  |  | 0 | 1 | 2 | 3 | 4 | 5 | 6 | 7 | 8 | 9 | 10 | 11 | 12 | 13 | 14 | 15 | 16 | 17 | 18 | 19 | 20 | 21 | 22 | 23 | 24 | 25 | 26 | 27 | 28 | 29 | 30
| Pricing year | year | Year starting 1 April. | [7 empty] | 2026 | 2027 | 2028 | 2029 | 2030 | 2031 | 2032 | 2033 | 2034 | 2035 | 2036 | 2037 | 2038 | 2039 | 2040 | 2041 | 2042 | 2043 | 2044 | 2045 | 2046 | 2047 | 2048 | 2049 | 2050 | 2051 | 2052 | 2053 | 2054 | 2055 | 2056
| Discount factor | # | Discount factor (using discount rate above) to adjust revenue to present value. |  |  |  | Discount factor is the same for all variants and is used for both distribution and transmission revenue calculations. |  |  |  | 1 | 0.95575 | 0.91346 | 0.87303 | 0.8344 | 0.79748 | 0.76219 | 0.72846 | 0.69623 | 0.66542 | 0.63597 | 0.60783 | 0.58093 | 0.55523 | 0.53066 | 0.50717 | 0 | 0 | 0 | 0 | 0 | 0 | 0 | 0 | 0 | 0 | 0 | 0 | 0 | 0 | 0
4. Connection charge (CC) component
| Type | Unit | Variant 3a | Variant 3b | Variant 3c | Variant 3d | Description |  |  |  | Needs to updated annually. Is not distributor-specific. We have also used this discount rate to estimate the opearting cost loading for Scenario 3 variants (used in the incremental cost calculation). 1 2027: Notes/assumptions
| Connection charge (CC) | $ | 2144000 | 3289337.2073 | 1884000 | 2164000 | Total upfront connection charge to connection customer. Excludes fees and pioneer scheme charges. |  |  |  | Needs to updated annually. Is not distributor-specific. We have also used this discount rate to estimate the opearting cost loading for Scenario 3 variants (used in the incremental cost calculation). 1 2027: Figures copied from 'Worked Examples' spreadsheet.
5. Incremental cost (IC) component
Incremental cost (IC) calculation
|  | Unit | Variant 3a | Variant 3b | Variant 3c | Variant 3d | Description |  |  |  | Needs to updated annually. Is not distributor-specific. We have also used this discount rate to estimate the opearting cost loading for Scenario 3 variants (used in the incremental cost calculation). 1 2027: Notes/assumptions
| Extension cost (EC) | $ | 204000 | 3050400 | 204000 | 204000 | Cost to extend the network to new connection (relevant minimum scheme). |  |  |  | Needs to updated annually. Is not distributor-specific. We have also used this discount rate to estimate the opearting cost loading for Scenario 3 variants (used in the incremental cost calculation). 1 2027: Figures copied from 'Worked Examples' spreadsheet.
plus | Customer-selected enhancement cost (CSEC) | $ | 0 | 0 | 0 | 0 | Additional cost of customer-selected enhancements. |  |  |  | Needs to updated annually. Is not distributor-specific. We have also used this discount rate to estimate the opearting cost loading for Scenario 3 variants (used in the incremental cost calculation). 1 2027: Network capacity costs associated with customer-selected enhancements are included in this term (not as part of the capacity cost input). Figures copied from 'Worked Examples' spreadsheet.
plus | Localised historical cost recovery (LHCR) | $ | 0 | 0 | 0 | 0 | Allocation of historical distributor-selected enhancement costs. |  |  |  | Needs to updated annually. Is not distributor-specific. We have also used this discount rate to estimate the opearting cost loading for Scenario 3 variants (used in the incremental cost calculation). 1 2027: Figures copied from 'Worked Examples' spreadsheet. Not relevant for any of the Scenario 3 variants.
plus | Incremental transmission cost (ITC) | $ | 0 | 1907839.6685 | 0 | 0 | Allocation of ITC (large connections only). |  |  |  | Needs to updated annually. Is not distributor-specific. We have also used this discount rate to estimate the opearting cost loading for Scenario 3 variants (used in the incremental cost calculation). 1 2027: Calculated in '3b. ITC calcs' tab.
plus | Network capacity cost (NCC) | $ | 1940000 | 0 | 1940000 | 1940000 | Network capacity cost of the relevant minimum scheme. |  |  |  | Needs to updated annually. Is not distributor-specific. We have also used this discount rate to estimate the opearting cost loading for Scenario 3 variants (used in the incremental cost calculation). 1 2027: Must be included in incremental cost regardless of whether upstream capacity costs are allocated to the connection. Is equal to the sum product of the capacity rate (in most cases, the posted capacity rate) multiplied by the capacity demand assumption for each applicable tier. Calculation of capacity cost is shown below (and is also in the 'Worked Examples' spreadsheet).
plus | Operating cost loading (OCL) | $ | 111120.8316 | 1661583.2588 | 111120.8316 | 111120.8316 | Addition to distributor's operating costs due to the new connection. Only relevant for large connections. |  |  |  | Needs to updated annually. Is not distributor-specific. We have also used this discount rate to estimate the opearting cost loading for Scenario 3 variants (used in the incremental cost calculation). 1 2027: We have assumed that the distributor estimates an operating cost equivalent to 5% of the up-front extension asset cost each year. Sums the NPV of annual opex for the connection for all years in the revenue life.
plus | Incremental costs associatied with generation | $ | 0 | 0 | 0 | 20000 | Any incremental extension costs for injection (over and above the extension cost). Only applicable for connections that have injection (as well as load). |  |  |  | Needs to updated annually. Is not distributor-specific. We have also used this discount rate to estimate the opearting cost loading for Scenario 3 variants (used in the incremental cost calculation). 1 2027: Figures copied from 'Worked Examples' spreadsheet. Not relevant to variants 3a and 3b because they are load-only. Equal to zero for 3c because the minimum scheme is sufficient for the (small) injection.
less | Avoided cost of distribution (ACOD) | $ | 0 | 0 | 260000 | 0 | Only relevant for variants that have injection. |  |  |  | Needs to updated annually. Is not distributor-specific. We have also used this discount rate to estimate the opearting cost loading for Scenario 3 variants (used in the incremental cost calculation). 1 2027: Figures copied from 'Worked Examples' spreadsheet. Not relevant to variants 3a and 3b because they are load-only. Equal to zero for 3d because it is not expected to provide any avoided capacity cost benefits.
= | Incremental Cost (IC) | $ | 2255120.8316 | 6619822.9274 | 1995120.8316 | 2275120.8316
Supporting calculations
Supporting capacity cost calculation
|  | Unit | Variant 3a | Variant 3b | Variant 3c | Variant 3d | Description |  |  |  | Needs to updated annually. Is not distributor-specific. We have also used this discount rate to estimate the opearting cost loading for Scenario 3 variants (used in the incremental cost calculation). 1 2027: Notes/assumptions
| Network costing zone | zone | Urban | Urban | Urban | Urban | Costing zone for capacity costs |  |  |  | Needs to updated annually. Is not distributor-specific. We have also used this discount rate to estimate the opearting cost loading for Scenario 3 variants (used in the incremental cost calculation). 1 2027: Distributor may decide to have a single costing zone. See 'Network costing zones' tab for assumptions.
| Unit capacity cost | Unit | Variant 3a | Variant 3b | Variant 3c | Variant 3d | Description |  |  |  | Needs to updated annually. Is not distributor-specific. We have also used this discount rate to estimate the opearting cost loading for Scenario 3 variants (used in the incremental cost calculation). 1 2027: Notes/assumptions
| Low voltage mains (LV) | $/kVA | 240 | 240 | 240 | 240 | Unit cost for incremental LV capacity. |  |  |  | Needs to updated annually. Is not distributor-specific. We have also used this discount rate to estimate the opearting cost loading for Scenario 3 variants (used in the incremental cost calculation). 1 2027: Linked to figures in 'Network costing zones' tab.
| Distribution substation (DS) | $/kVA | 600 | 600 | 600 | 600 | Unit cost for incremental DS capacity.
| High voltage feeder (HVF) | $/kVA | 85 | 85 | 85 | 85 | Unit cost for incremental HVF capacity.
| Zone substation (ZS) | $/kVA | 380 | 380 | 380 | 380 | Unit cost for incremental ZS capacity.
| Sub-transmission line (STL) | $/kVA | 140 | 140 | 140 | 140 | Unit cost for incremental STL capacity.
| Capacity demand | Unit | Variant 3a | Variant 3b | Variant 3c | Variant 3d | Description |  |  |  | Needs to updated annually. Is not distributor-specific. We have also used this discount rate to estimate the opearting cost loading for Scenario 3 variants (used in the incremental cost calculation). 1 2027: Notes/assumptions
| Low voltage mains (LV) | kVA | 0 | 0 | 0 | 0 | Demand for incremental LV capacity. |  |  |  | Needs to updated annually. Is not distributor-specific. We have also used this discount rate to estimate the opearting cost loading for Scenario 3 variants (used in the incremental cost calculation). 1 2027: Figures copied from 'Worked Examples' spreadsheet. Capacity demand at LV, DS, and HVF tiers is zero for Scenario 3 variants because load is connected at zone substation level.
| Distribution substation (DS) | kVA | 0 | 0 | 0 | 0 | Demand for incremental DS capacity.
| High voltage feeder (HVF) | kVA | 0 | 0 | 0 | 0 | Demand for incremental HVF capacity.
| Zone substation (ZS) | kVA | 4000 | 0 | 4000 | 4000 | Demand for incremental ZS capacity. |  |  |  | Needs to updated annually. Is not distributor-specific. We have also used this discount rate to estimate the opearting cost loading for Scenario 3 variants (used in the incremental cost calculation). 1 2027: Figures copied from 'Worked Examples' spreadsheet. Capacity demand at ZS and STL tiers is zero for variant 3b because the distributor has treated the zone substation and sub-transmission works as extension-like upgrades.
| Sub-transmission line (STL) | kVA | 3000 | 0 | 3000 | 3000 | Demand for incremental STL capacity.
| Capacity cost calculation | Unit | Variant 3a | Variant 3b | Variant 3c | Variant 3d | Description |  |  |  | Needs to updated annually. Is not distributor-specific. We have also used this discount rate to estimate the opearting cost loading for Scenario 3 variants (used in the incremental cost calculation). 1 2027: Notes/assumptions
| Low voltage mains (LV) | $ | 0 | 0 | 0 | 0 | Unit capacity cost multiplied by capacity demand for LV tier.
plus | Distribution substation (DS) | $ | 0 | 0 | 0 | 0 | Unit capacity cost multiplied by capacity demand for DS tier.
plus | High voltage feeder (HVF) | $ | 0 | 0 | 0 | 0 | Unit capacity cost multiplied by capacity demand for HVF tier.
plus | Zone substation (ZS) | $ | 1520000 | 0 | 1520000 | 1520000 | Unit capacity cost multiplied by capacity demand for ZS tier.
plus | Sub-transmission line (STL) | $ | 420000 | 0 | 420000 | 420000 | Unit capacity cost multiplied by capacity demand for STL tier.
= | Capacity cost | $ | 1940000 | 0 | 1940000 | 1940000
Supporting operating cost loading calculation
|  | Unit | Variant 3a | Variant 3b | Variant 3c | Variant 3d | Description |  |  |  | Needs to updated annually. Is not distributor-specific. We have also used this discount rate to estimate the opearting cost loading for Scenario 3 variants (used in the incremental cost calculation). 1 2027: Notes/assumptions
| Extension cost | $ | 204000 | 3050400 | 204000 | 204000
| Opex (%) | % | 5% | 5% | 5% | 5%
| Year-zero opex | $ | 10200 | 152520 | 10200 | 10200 | Addition to distributor's operating costs due to the new connection in the inital year. |  |  |  | Needs to updated annually. Is not distributor-specific. We have also used this discount rate to estimate the opearting cost loading for Scenario 3 variants (used in the incremental cost calculation). 1 2027: We have assumed that the distributor estimates an operating cost equivalent to 5% of the up-front extension asset cost each year.
Some time-based inputs vary by variant. The inputs for a particular variant are shown in the tables below by selecting the variant of interest in the cell 'Sc3_variant'. | bar: Needs to updated annually. Is not distributor-specific. We have also used this discount rate to estimate the opearting cost loading for Scenario 3 variants (used in the incremental cost calculation). 0 2026 to Needs to updated annually. Is not distributor-specific. We have also used this discount rate to estimate the opearting cost loading for Scenario 3 variants (used in the incremental cost calculation). 6 2032
| Variant for time-based calculation | Variant 3b |  | [Change variant in cell 'Sc3_variant' cell if required]
| Year-zero opex | Unit | Variant 3b | Description | [6 empty] | Needs to updated annually. Is not distributor-specific. We have also used this discount rate to estimate the opearting cost loading for Scenario 3 variants (used in the incremental cost calculation). 0 2026: Notes/assumptions
a | Year-zero opex | $ | 152520 | Addition to distributor's operating costs due to the new connection in the inital year. | [6 empty] | Needs to updated annually. Is not distributor-specific. We have also used this discount rate to estimate the opearting cost loading for Scenario 3 variants (used in the incremental cost calculation). 0 2026: We have assumed that the distributor estimates an operating cost equivalent to 5% of the up-front extension asset cost each year.
Year
|  | Unit | Description |  |  |  | Notes/assumptions |  |  |  | 0 | 1 | 2 | 3 | 4 | 5 | 6 | 7 | 8 | 9 | 10 | 11 | 12 | 13 | 14 | 15 | 16 | 17 | 18 | 19 | 20 | 21 | 22 | 23 | 24 | 25 | 26 | 27 | 28 | 29 | 30
| Pricing year | year | Year starting 1 April. | [7 empty] | 2026 | 2027 | 2028 | 2029 | 2030 | 2031 | 2032 | 2033 | 2034 | 2035 | 2036 | 2037 | 2038 | 2039 | 2040 | 2041 | 2042 | 2043 | 2044 | 2045 | 2046 | 2047 | 2048 | 2049 | 2050 | 2051 | 2052 | 2053 | 2054 | 2055 | 2056
b | Discount factor | # | Discount factor to adjust opex to present value. |  |  |  | Discount factor is the same for all variants and for both distribution and transmission revenue. |  |  |  | 1 | 0.95575 | 0.91346 | 0.87303 | 0.8344 | 0.79748 | 0.76219 | 0.72846 | 0.69623 | 0.66542 | 0.63597 | 0.60783 | 0.58093 | 0.55523 | 0.53066 | 0.50717 | 0 | 0 | 0 | 0 | 0 | 0 | 0 | 0 | 0 | 0 | 0 | 0 | 0 | 0 | 0
c | Initial part-year adjustment | # | The portion of the initial year that the customer is connected. Will be equal to one for subsequent years. | [7 empty] | 0.25 | 1 | 1 | 1 | 1 | 1 | 1 | 1 | 1 | 1 | 1 | 1 | 1 | 1 | 1 | 1 | 0 | 0 | 0 | 0 | 0 | 0 | 0 | 0 | 0 | 0 | 0 | 0 | 0 | 0 | 0
= a*b*c | Annual opex | $ | In present value terms. | [7 empty] | 38130 | 145770.8114 | 139320.2824 | 133155.1967 | 127262.9234 | 121631.39 | 116249.0586 | 111104.9017 | 106188.3797 | 101489.4196 | 96998.3939 | 92706.1014 | 88603.7479 | 84682.9283 | 80935.6096 | 77354.1141 | 0 | 0 | 0 | 0 | 0 | 0 | 0 | 0 | 0 | 0 | 0 | 0 | 0 | 0 | 0
| Operating cost loading | Unit | Variant 3b | Description | [6 empty] | Year 0 2026: Notes/assumptions
| Operating cost loading (OCL) | $ | 1661583.2588 | Sums the NPV of annual opex for the connection for all years in the revenue life.
6. Incremental revenue (IR) component
Incremental revenue (IR) calculation
|  | Unit | Variant 3a | Variant 3b | Variant 3c | Variant 3d | Description |  |  |  | Year 1 2027: Notes/assumptions
| Incremental Distribution Revenue (IDR) | $ | 1943716.5705 | 4068368.9693 | 1885405.0734 | 1943716.5705 | Sums the NPV of distribution revenue for the connection for all years in the revenue life. |  |  |  | Year 1 2027: NPV of a specific year's distribution revenue is equal to the initial year distribution revenue multiplied by each of the discount factor, the distribution RAF, the distribution TAF, and the revenue ramp-up factor. The calculation is shown below for the variant selected in the 'Sc3_variant' cell.
plus | Incremental Transmission Revenue (ITR) | $ | 1037618.0916 | 2706520.5528 | 1037618.0916 | 1037618.0916 | Sums the NPV of transmission revenue for the connection for all years in the revenue life. |  |  |  | Year 1 2027: NPV of a specific year's transmission revenue is equal to the initial year transmission revenue multiplied by each of the discount factor, the transmission RAF, the transmission RAF, and the revenue ramp-up factor. The calculation is shown below for the variant selected in the 'Sc3_variant' cell. For variant 3b, it includes ITC recovered through annual charges (which are calculated in the tab '3b. ITC calcs'.
= | Incremental Revenue (IR) | $ | 2981334.6621 | 6774889.5221 | 2923023.165 | 2981334.6621 | Sum of IDR and ITR.
Supporting calculations
Consumer group and initial year revenue
| Consumer group/customer | Unit | Variant 3a | Variant 3b | Variant 3c | Variant 3d | Description |  |  |  | Year 1 2027: Notes/assumptions
| Consumer group/customer | group | Variant 3a customer | Variant 3b customer | Variant 3c customer | Variant 3d customer | Consumer group is used to determine initial year revenue. For larger customers, initial year revenue can be customer-specific.
| Initial year revenue | Unit | Variant 3a | Variant 3b | Variant 3c | Variant 3d | Description |  |  |  | Year 1 2027: Notes/assumptions
| Initial year distribution revenue | $ | 130200 | 272520 | 126294 | 130200 | Revenue from distribution tariffs in initial year (if connection was livened at start of the pricing year). Excludes pass-through of transmission charges. |  |  |  | Year 1 2027: For Scenario 3 variants, assumed to equal $120k (60% of $200k) for network contribution plus the operating cost loading ($10k for variants 3a, 3c, and 3d, and $153k for variant 3b). Annual distribution revenue is expected to be 3% lower for variant 3c.
| Initial year transmission revenue | $ | 80000 | 80000 | 80000 | 80000 | Revenue from transmisson tariffs (the portion of lines revenue that relates to pass-through of transmisson charges) in initial year (if connection was livened at start of the pricing year). |  |  |  | Year 1 2027: For Scenario 3 variants, assumed to equal $80k (40% of $200k) for network contribution.
Incremental distribution revenue (IDR) calculation
Some time-based inputs vary by variant. The inputs for a particular variant are shown in the tables below by selecting the variant of interest in the cell 'Sc3_variant'. | bar: Year 0 2026 to Year 6 2032
| Variant for time-based inputs | Variant 3b |  | [Change variant in cell 'Sc3_variant' cell if required] |  |  | Variant 3b customer
IDR calculation for Variant 3b
| Initial year distribution revenue | Unit | Variant 3b | Description | [6 empty] | Year 0 2026: Notes/assumptions
a | Initial year distribution revenue | $ | 272520 | Revenue from distribution tariffs in initial year (if connection was livened at start of the pricing year). Excludes pass-through of transmission charges. | [6 empty] | Year 0 2026: For Scenario 3 variants, assumed to equal $120k (60% of $200k) for network contribution plus the operating cost loading ($10k for variants 3a, 3c, and 3d, and $153k for variant 3b). Annual distribution revenue is expected to be 3% lower for variant 3c.
Year
| Annual distribution revenue | Unit | Description |  |  |  | Notes/assumptions |  |  |  | 0 | 1 | 2 | 3 | 4 | 5 | 6 | 7 | 8 | 9 | 10 | 11 | 12 | 13 | 14 | 15 | 16 | 17 | 18 | 19 | 20 | 21 | 22 | 23 | 24 | 25 | 26 | 27 | 28 | 29 | 30
| Pricing year | year | Year starting 1 April. | [7 empty] | 2026 | 2027 | 2028 | 2029 | 2030 | 2031 | 2032 | 2033 | 2034 | 2035 | 2036 | 2037 | 2038 | 2039 | 2040 | 2041 | 2042 | 2043 | 2044 | 2045 | 2046 | 2047 | 2048 | 2049 | 2050 | 2051 | 2052 | 2053 | 2054 | 2055 | 2056
b | Discount factor | # | Discount factor to adjust revenue to present value. |  |  |  | Discount factor is the same for all variants and for both distribution and transmission revenue. Set to zero for years beyond the revnue life. Set to zero for years beyond the revenue life. |  |  |  | 1 | 0.95575 | 0.91346 | 0.87303 | 0.8344 | 0.79748 | 0.76219 | 0.72846 | 0.69623 | 0.66542 | 0.63597 | 0.60783 | 0.58093 | 0.55523 | 0.53066 | 0.50717 | 0 | 0 | 0 | 0 | 0 | 0 | 0 | 0 | 0 | 0 | 0 | 0 | 0 | 0 | 0
c | Distribution revenue adjustment factor (RAF) (real) | # | Real revenue adjustment to adjust initial-year distribution revenue figure for overall movements in target distribution revenue. |  |  |  | Needs to be updated each pricing year. Our figures based on Wellington Electricity. Set to zero for years beyond the revenue life. |  |  |  | 1 | 1.1 | 1.2 | 1.32 | 1.44 | 1.44 | 1.44 | 1.44 | 1.44 | 1.44 | 1.44 | 1.44 | 1.44 | 1.44 | 1.44 | 1.44 | 0 | 0 | 0 | 0 | 0 | 0 | 0 | 0 | 0 | 0 | 0 | 0 | 0 | 0 | 0
d | Distribution tariff adjustment factor (TAF) | # | Adjustment for forecast changes in tariff structures. |  |  |  | Equal to 1 if there are no changes to tariff structures forecast. Have assumed no change in tariff structures. Set to zero for years beyond the revenue life. |  |  |  | 1 | 1 | 1 | 1 | 1 | 1 | 1 | 1 | 1 | 1 | 1 | 1 | 1 | 1 | 1 | 1 | 0 | 0 | 0 | 0 | 0 | 0 | 0 | 0 | 0 | 0 | 0 | 0 | 0 | 0 | 0
e | Distribution revenue ramp-up factor | # | Timing of revenue reaching full potential |  |  |  | For Scenario 3 variants, is equal to 0.25 for year 0 (because customer is connected 3/4s of the way through the pricing year) and then 1 for subsequent years (up to year 15). Set to zero for years beyond the revenue life. |  |  |  | 0.25 | 1 | 1 | 1 | 1 | 1 | 1 | 1 | 1 | 1 | 1 | 1 | 1 | 1 | 1 | 1 | 0 | 0 | 0 | 0 | 0 | 0 | 0 | 0 | 0 | 0 | 0 | 0 | 0 | 0 | 0
= a*b*c*d*e | Adjusted distribution revenue | $ | [8 empty] | 68130 | 286506.738 | 298721.9776 | 314053.4983 | 327443.1964 | 312953.4516 | 299104.8949 | 285869.1531 | 273219.1084 | 261128.843 | 249573.586 | 238529.6626 | 227974.4458 | 217886.3096 | 208244.5853 | 199029.5186 | 0 | 0 | 0 | 0 | 0 | 0 | 0 | 0 | 0 | 0 | 0 | 0 | 0 | 0 | 0
| Incremental distribution revenue | Unit | Variant 3b | Description | [6 empty] | Year 0 2026: Notes/assumptions
| Incremental distribution revenue (IDR) | $ | 4068368.9693 | Sums the NPV of distribution revenue for the connection for all years in the revenue life.
Incremental transmission revenue (ITR) calculation
Some time-based inputs vary by variant. The inputs for a particular variant are shown in the tables below by selecting the variant of interest in the cell 'Sc3_variant'. | bar: Year 0 2026 to Year 6 2032
| Variant for supporting calculation | Variant 3b |  | [Change variant in cell 'Sc3_variant' cell if required] |  |  | Variant 3b customer
ITR calculation for Variant 3b
| Initial year transmission revenue | Unit | Variant 3b | Description | [6 empty] | Year 0 2026: Notes/assumptions
a | Initial year transmission revenue | $ | 80000 | Revenue from transmisson tariffs (the portion of lines revenue that relates to pass-through of transmisson charges) in initial year (if connection was livened at start of the pricing year). | [6 empty] | Year 0 2026: For Scenario 3 variants, assumed to equal $80k (40% of $200k) for network contribution.
Year
| Annual transmission revenue | Unit | Description |  |  |  | Notes/assumptions |  |  |  | 0 | 1 | 2 | 3 | 4 | 5 | 6 | 7 | 8 | 9 | 10 | 11 | 12 | 13 | 14 | 15 | 16 | 17 | 18 | 19 | 20 | 21 | 22 | 23 | 24 | 25 | 26 | 27 | 28 | 29 | 30
| Pricing year | year | Year starting 1 April. | [7 empty] | 2026 | 2027 | 2028 | 2029 | 2030 | 2031 | 2032 | 2033 | 2034 | 2035 | 2036 | 2037 | 2038 | 2039 | 2040 | 2041 | 2042 | 2043 | 2044 | 2045 | 2046 | 2047 | 2048 | 2049 | 2050 | 2051 | 2052 | 2053 | 2054 | 2055 | 2056
b | Discount factor | # | Discount factor (using discount rate above) to adjust revenue to present value. |  |  |  | Discount factor is the same for all variants and for both distribution and transmission revenue. Set to zero for years beyond the revenue life. |  |  |  | 1 | 0.95575 | 0.91346 | 0.87303 | 0.8344 | 0.79748 | 0.76219 | 0.72846 | 0.69623 | 0.66542 | 0.63597 | 0.60783 | 0.58093 | 0.55523 | 0.53066 | 0.50717 | 0 | 0 | 0 | 0 | 0 | 0 | 0 | 0 | 0 | 0 | 0 | 0 | 0 | 0 | 0
c | Transmission revenue adjustment factor (RAF) (real) | # | Real revenue adjustment to adjust initial-year transmission revenue figure for overall movements in target transmission revenue. |  |  |  | Needs to be updated each pricing year. Our figures based on Wellington Electricity. Set to zero for years beyond the revenue life. |  |  |  | 1 | 1.15 | 1.16 | 1.19 | 1.21 | 1.24 | 1.2 | 1.2 | 1.2 | 1.2 | 1.2 | 1.2 | 1.2 | 1.2 | 1.2 | 1.2 | 0 | 0 | 0 | 0 | 0 | 0 | 0 | 0 | 0 | 0 | 0 | 0 | 0 | 0 | 0
d | Transmission tariff adjustment factor (TAF) | # | Adjustment for forecast changes in tariff structures. |  |  |  | Equal to 1 if there are no changes to tariff structures forecast. Have assumed no change in tariff structures. Set to zero for years beyond the revenue life. |  |  |  | 1 | 1 | 1 | 1 | 1 | 1 | 1 | 1 | 1 | 1 | 1 | 1 | 1 | 1 | 1 | 1 | 0 | 0 | 0 | 0 | 0 | 0 | 0 | 0 | 0 | 0 | 0 | 0 | 0 | 0 | 0
e | Transmission revenue ramp-up factor | # | Timing of revenue reaching full potential |  |  |  | For Scenario 3 variants, is equal to 0.25 for year 0 (because customer is connected 3/4s of the way through the pricing year) and then 1 for subsequent years (up to year 15). Set to zero for years beyond the revenue life. |  |  |  | 0.25 | 1 | 1 | 1 | 1 | 1 | 1 | 1 | 1 | 1 | 1 | 1 | 1 | 1 | 1 | 1 | 0 | 0 | 0 | 0 | 0 | 0 | 0 | 0 | 0 | 0 | 0 | 0 | 0 | 0 | 0
f | ITC recovered through annual charges | $ |  |  |  |  | Only relevant for variant 3b. |  |  |  | 0 | 86017.3946 | 82290.4551 | 78876.7543 | 75531.4788 | 152144.9901 | 145147.287 | 138724.3496 | 132585.6347 | 126718.5651 | 121111.1203 | 115751.8114 | 110629.6582 | 105734.1663 | 101055.3057 | 96583.4901 | 0 | 0 | 0 | 0 | 0 | 0 | 0 | 0 | 0 | 0 | 0 | 0 | 0 | 0 | 0
= a*b*c*d*e+f | Adjusted transmission revenue | $ | [8 empty] | 20000 | 173946.2869 | 167059.1557 | 161989.6229 | 156301.5482 | 231254.8373 | 218317.4261 | 208656.6244 | 199423.3245 | 190598.6089 | 182164.3973 | 174103.4095 | 166399.1298 | 159035.7734 | 151998.2543 | 145272.1536 | 0 | 0 | 0 | 0 | 0 | 0 | 0 | 0 | 0 | 0 | 0 | 0 | 0 | 0 | 0
| Incremental transmission revenue | Unit | Variant 3b | Description | [6 empty] | Year 0 2026: Notes/assumptions
| Incremental transmission revenue (ITR) | $ | 2706520.5528 | Sums the NPV of transmission revenue for the connection for all years in the revenue life.
7. Network contribution (NC) component
Network Contribution (NC) calculation
|  | Unit | Variant 3a | Variant 3b | Variant 3c | Variant 3d | Description |  |  |  | Year 1 2027: Notes/assumptions
| Connection charge (CC) | $ | 2144000 | 3289337.2073 | 1884000 | 2164000
less | Incremental Cost (IC) | $ | 2255120.8316 | 6619822.9274 | 1995120.8316 | 2275120.8316
plus | Incremental Revenue (IR) | $ | 2981334.6621 | 6774889.5221 | 2923023.165 | 2981334.6621
= | Network Contribution (NC) | $ | 2870213.8305 | 3444403.802 | 2811902.3334 | 2870213.8305

## 3b. ITC calcs
Incremental transmission cost calculations for variant 3b | [5 empty] | key: | input | linked | calculated | selection | set number
Calculation of ITC for variant 3b
|  | Unit | Description |  |  |  | Notes/assumptions |  |  |  | 0 | 1 | 2 | 3 | 4 | 5 | 6 | 7 | 8 | 9 | 10 | 11 | 12 | 13 | 14 | 15
| Pricing year | year | Year starting 1 April. | [7 empty] | 2026 | 2027 | 2028 | 2029 | 2030 | 2031 | 2032 | 2033 | 2034 | 2035 | 2036 | 2037 | 2038 | 2039 | 2040 | 2041
| Discount factor | # | Discount factor to adjust revenue to present value. |  |  |  | Discount factor is the same for all variants and for both distribution and transmission revenue. |  |  |  | 1 | 0.95575 | 0.91346 | 0.87303 | 0.8344 | 0.79748 | 0.76219 | 0.72846 | 0.69623 | 0.66542 | 0.63597 | 0.60783 | 0.58093 | 0.55523 | 0.53066 | 0.50717
| Transmission revenue adjustment factor (real) | # | Used to adjust first-year transmission revenue figure for overall movements in target revenue (which, all things being equal, will flow into lines charges). |  |  |  | Have assumed the connection is livened and starts to produce transmission revenue sometime during the 12-month period starting 1 April 2025.Based on Wellington Electricity figures. Needs to be updated annually. |  |  |  | 1 | 1.15 | 1.16 | 1.19 | 1.21 | 1.24 | 1.2 | 1.2 | 1.2 | 1.2 | 1.2 | 1.2 | 1.2 | 1.2 | 1.2 | 1.2
| Cost of GXP works | $ | [8 empty] | 1 2027: 250000
| Connection charge uplift | $ | [9 empty] | 10000 | 10086.9565 | 10347.8261 | 10521.7391 | 10782.6087 | 10434.7826 | 10434.7826 | 10434.7826 | 10434.7826 | 10434.7826 | 10434.7826 | 10434.7826 | 10434.7826 | 10434.7826 | 10434.7826
| Benefit-based charge adjustment | $ | [9 empty] | 80000 | 80000 | 80000 | 80000 | 80000 | 80000 | 80000 | 80000 | 80000 | 80000 | 80000 | 80000 | 80000 | 80000 | 80000
| Step change in cost allocation | $ | [13 empty] | 100000 | 100000 | 100000 | 100000 | 100000 | 100000 | 100000 | 100000 | 100000 | 100000 | 100000
| Adjusted incremental transmission cost (PV) | $ | [8 empty] | 0 | 324954.6019 | 82290.4551 | 78876.7543 | 75531.4788 | 152144.9901 | 145147.287 | 138724.3496 | 132585.6347 | 126718.5651 | 121111.1203 | 115751.8114 | 110629.6582 | 105734.1663 | 101055.3057 | 96583.4901
|  | Unit | Variant 3b | Description | Source | Assumption |  | Notes/assumptions
| Total incremental transmission cost (ITC) | $ | 1907839.6685
Calculation of ITC recovered through connection charge
|  | Unit | Variant 3b | Description | Source | Assumption |  | Notes/assumptions
| GXP works (PV) | $ | 238937.2073
Calculation of ITC recovered through incremental revenue
|  | Unit | Description |  |  |  | Notes/assumptions |  |  |  | 0 | 1 | 2 | 3 | 4 | 5 | 6 | 7 | 8 | 9 | 10 | 11 | 12 | 13 | 14 | 15
| Incremental transmission costs recovered through annual charges (PV) | $ | [8 empty] | 0 | 86017.3946 | 82290.4551 | 78876.7543 | 75531.4788 | 152144.9901 | 145147.287 | 138724.3496 | 132585.6347 | 126718.5651 | 121111.1203 | 115751.8114 | 110629.6582 | 105734.1663 | 101055.3057 | 96583.4901
|  | Unit | Variant 3b | Description | Source | Assumption |  | Notes/assumptions
| Total incremental transmission costs recovered through annual charges (PV) | $ | 1668902.4612

## Distributor assumptions
Distributor assumptions for incremental revenue calculations |  |  |  |  | key | input | linked | calculated | selection | set number
All $ inputs are real 2025
Discount rate calculation | Unit | All scenarios | Description |  |  |  | Notes/assumptions
Mid-point vanilla WACC for EDBs | % | 6.53% | Most recently available mid-point estimate of vanilla WACC (weighted average cost of capital) made by the Commerce Commission. |  |  |  | Mid-point vanilla WACC for EDBS from May 2025 determination.
Forecast annual CPI inflation for year to 1 June | % | 1.9% | Inflation projection for the year ahead from the most recent Monetary Policy Statement (MPS) published by the Reserve Bank of New Zealand. |  |  |  | Forecast annual CPI inflation from the May 2025 MPS for the year to 1 June 2026.
Discount rate real | % | 4.63% | Used to make compounding downward adjustments to revenue from future years. Is equal to the most recent available mid-point estimate of vanilla WACC less an adjustment to remove inflation |  |  |  | Needs to updated annually. Is not distributor-specific.
Incremental opex scaling factor calculation | Unit | All scenarios | Description |  |  |  | Notes/assumptions
Average selected opex (ASO) | $m | 19.3 |  |  |  |  | Based on Wellington Electricity's selected opex for 2022-2024.
Average electricity distribution revenue (AEDR) | $m | 153.8 |  |  |  |  | Based on Wellington Electricity's distribution revenue for 2022-2024.
Incremental opex scaling factor (I) | % | 87.45% | Equal to 1-ASO/AEDR. Used in the incremental distribution revenue (IDR) estimation to recognise that some of the ongoing revenue collected through lines charges will go toward covering incremental operating costs for the new connection. |  |  |  | Needs to be updated annually. Is distributor-specific.
Revenue adjustment factors | Unit | Description |  | Notes/assumptions |  |  |  | 2026 | 2027 | 2028 | 2029 | 2030 | 2031 | 2032 | 2033 | 2034 | 2035 | 2036 | 2037 | 2038 | 2039 | 2040 | 2041 | 2042 | 2043 | 2044 | 2045 | 2046 | 2047 | 2048 | 2049 | 2050 | 2051 | 2052 | 2053 | 2054 | 2055 | 2056
Distribution revenue adjustment factor (real) | # | Used to adjust first-year distribution revenue figure for overall movements in target revenue (which, all things being equal, will flow into lines charges). |  | Have assumed the connection is livened and starts to produce distribution revenue sometime during the 12-month period starting 1 April 2025. Based on Wellington Electricity figures. Needs to be updated annually. |  |  |  | 1 | 1.1 | 1.2 | 1.32 | 1.44 | 1.44 | 1.44 | 1.44 | 1.44 | 1.44 | 1.44 | 1.44 | 1.44 | 1.44 | 1.44 | 1.44 | 1.44 | 1.44 | 1.44 | 1.44 | 1.44 | 1.44 | 1.44 | 1.44 | 1.44 | 1.44 | 1.44 | 1.44 | 1.44 | 1.44 | 1.44
Transmission revenue adjustment factor (real) | # | Used to adjust first-year transmission revenue figure for overall movements in target revenue (which, all things being equal, will flow into lines charges). |  | Have assumed the connection is livened and starts to produce transmission revenue sometime during the 12-month period starting 1 April 2025.Based on Wellington Electricity figures. Needs to be updated annually. |  |  |  | 1 | 1.15 | 1.16 | 1.19 | 1.21 | 1.24 | 1.2 | 1.2 | 1.2 | 1.2 | 1.2 | 1.2 | 1.2 | 1.2 | 1.2 | 1.2 | 1.2 | 1.2 | 1.2 | 1.2 | 1.2 | 1.2 | 1.2 | 1.2 | 1.2 | 1.2 | 1.2 | 1.2 | 1.2 | 1.2 | 1.2

## Network costing zones
Unit capacity costs by network costing zone |  | key | input | linked | calculated | selection | set number
All $ inputs are real 2025
| Description | Unit | Urban | Rural A | Rural B | Notes/assumptions
Unit capacity cost - LV | Unit cost for incremental low voltage mains (LV) capacity | $/kVA | 240 | 0 | 170 | Capacity costs are based on rates in Network Capacity Rates Guidance. Urban rates are close to the averages of 'Auckland Urban' and 'Northern Urban' rates. Rural rates (A and B) are close to the 'Rural' rates in the guidance, but we have zero-rated capacity for rural LV mains and distributions substations in 'Rural A' to reflect these components having sufficient capacity that the distributor thinks they are unlikely to run out of capacity within their network planning horizon.
Unit capacity cost - DS | Unit cost for incremental distribution substation (DS) capacity | $/kVA | 600 | 0 | 530
Unit capacity cost - HVF | Unit cost for incremental high voltage feeder (HVF) capacity | $/kVA | 85 | 85 | 85
Unit capacity cost - ZS | Unit cost for incremental zone substation (ZS) capacity | $/kVA | 380 | 380 | 380
Unit capacity cost - STL | Unit cost for incremental sub-transmission line (STL) capacity | $/kVA | 140 | 100 | 100

## Cons group & variant assumption
Consumer group and variant assumptions for incremental revenue and incremental transmission cost calculations | [8 empty] | key | input | linked | calculated | selection | set number
All $ inputs are real 2025
Year-zero revenue
Initial year revenue | Unit | Residential | Residential upgrade | Non-residential | Variant 2a customer | Variant 2b customer | Variant 3a customer | Variant 3b customer | Variant 3c customer | Variant 3d customer
Initial year distribution revenue | $ | 531.5545 | 0 | 359.6983 | 7286.349 | 7286.349 | 130200 | 272520 | 126294 | 130200
Initial year transmission revenue | $ | 225.3001 | 0 | 251.402 | 4929.3615 | 4929.3615 | 80000 | 80000 | 80000 | 80000
Top-down year-zero revenue calculation for residential consumer group
|  | Distribution | Transmission
Target revenue | $m/year | 131.2 | 58.8
Portion of target revenue allocated to residential consumers | % | 64.5% | 61%
Number of residential consumers | # | 159201 | 159201
Year-one revenue | $ | 531.5545 | 225.3001
Top-down year-zero revenue calculation for non-residential consumer group
|  | Distribution | Transmission
GLV15 consumer group revenue | $m/year | 1.86 | 1.3
Number of GLV15 ICPs | # | 5171 | 5171
Year-one revenue | $ | 359.6983 | 251.402
Bottom-up year-zero revenue calculation for variant 2a customer
Load factors | Unit | Load factor
Year one | % | 15
Year two onwards | % | 30
Component | Unit | Rate | Metric | Revenue ($) | Notes
Distribution revenue
Fixed | $/day | 8.6226 | 365 | 3147.249
Energy | $/kWh | 0.014 | 295650 | 4139.1 | Assumes 15% load factor (energy is based on 225 kW x 24 hours x 365 days x 15%)
Total distribution revenue |  |  |  | 7286.349
Transmission revenue
Fixed | $/day | 13.5051 | 365 | 4929.3615
Total transmission revenue |  |  |  | 4929.3615
Distribution revenue ramp up in subsequent years | Unit | Increase
Increase in distribution revenue | $ | 4139.1
% increase in distribution revenue | % | 56.81%
Bottom-up year-zero revenue calculation for variant 2b customer
Load factors | Unit | Load factor
Year one | % | 15
Year two onwards | % | 30
Component | Unit | Rate | Metric | Revenue ($) | Notes
Distribution revenue
Fixed | $/day | 8.6226 | 365 | 3147.249
Energy | $/kWh | 0.014 | 295650 | 4139.1 | Assumes 15% load factor (energy is based on 225 kW x 24 hours x 365 days x 15%)
Total distribution revenue |  |  |  | 7286.349
Transmission revenue
Fixed | $/day | 13.5051 | 365 | 4929.3615
Total transmission revenue |  |  |  | 4929.3615
Distribution revenue ramp up in subsequent years | Unit | Increase
Increase in distribution revenue | $ | 4139.1
% increase in distribution revenue | % | 56.81%
Year-zero revenue calculation for Scenario 3
| Unit | Variant 3a | Variant 3b | Variant 3c | Variant 3d
Distributor's determination of annual network contribution for customer | $ | 200000 | 200000 | 200000 | 200000
Proportion recovered as distribution revenue | % | 60% | 60% | 60% | 60%
Proportion recovered as transmission revenue | % | 40% | 40% | 40% | 40%
Year-zero opex | $ | 10200 | 152520 | 10200 | 10200
Sacling for avoided cost of distribution | # |  |  | 0.97
Tariff adjustment factor
Distribution tariff adjustment factor for each consumer group/customer | Unit | Description | [5 empty] | Notes/assumptions | [5 empty] | 2026 | 2027 | 2028 | 2029 | 2030 | 2031 | 2032 | 2033 | 2034 | 2035 | 2036 | 2037 | 2038 | 2039 | 2040 | 2041 | 2042 | 2043 | 2044 | 2045 | 2046 | 2047 | 2048 | 2049 | 2050 | 2051 | 2052 | 2053 | 2054 | 2055 | 2056
Residential | # | Used to adjust revenue if the distributor is planning to rebalance distirubtion revenue allocation between consumer groups or resturcture tariffs in a way that alters estimated revenue for a connection. Equal to 1 if there are no changes to tariff structures forecast. | [5 empty] | Have assumed no change in tariff structures. | bar: 2026 to 2056
Residential upgrade | # | Used to adjust revenue if the distributor is planning to rebalance distirubtion revenue allocation between consumer groups or resturcture tariffs in a way that alters estimated revenue for a connection. Equal to 1 if there are no changes to tariff structures forecast. | [5 empty] | Equal to residential row above. | bar: 2026 to 2056
Non-residential | # | Used to adjust revenue if the distributor is planning to rebalance distirubtionrevenue allocation between consumer groups or resturcture tariffs in a way that alters estimated revenue for a connection. Equal to 1 if there are no changes to tariff structures forecast. | [5 empty] | Have assumed no change in tariff structures. | bar: 2026 to 2056
Variant 2a customer | # | Used to adjust revenue if the distributor is planning to rebalance distirubtionrevenue allocation between consumer groups or resturcture tariffs in a way that alters estimated revenue for a connection. Equal to 1 if there are no changes to tariff structures forecast. | [5 empty] | Equal to non-residential row above. | bar: 2026 to 2056
Variant 2b customer | # | Used to adjust revenue if the distributor is planning to rebalance distirubtionrevenue allocation between consumer groups or resturcture tariffs in a way that alters estimated revenue for a connection. Equal to 1 if there are no changes to tariff structures forecast. | [5 empty] | Equal to non-residential row above. | bar: 2026 to 2056
Variant 3a customer | # | Used to adjust revenue if the distributor is planning to rebalance distirubtionrevenue allocation between consumer groups or resturcture tariffs in a way that alters estimated revenue for a connection. Equal to 1 if there are no changes to tariff structures forecast. | [5 empty] | No change assumed. | bar: 2026 to 2056
Variant 3b customer | # | Used to adjust revenue if the distributor is planning to rebalance distirubtionrevenue allocation between consumer groups or resturcture tariffs in a way that alters estimated revenue for a connection. Equal to 1 if there are no changes to tariff structures forecast. | [5 empty] | Equal to variant 3a. | bar: 2026 to 2056
Variant 3c customer | # | Used to adjust revenue if the distributor is planning to rebalance distirubtionrevenue allocation between consumer groups or resturcture tariffs in a way that alters estimated revenue for a connection. Equal to 1 if there are no changes to tariff structures forecast. | [5 empty] | Equal to variant 3a. | bar: 2026 to 2056
Variant 3d customer | # | Used to adjust revenue if the distributor is planning to rebalance distirubtionrevenue allocation between consumer groups or resturcture tariffs in a way that alters estimated revenue for a connection. Equal to 1 if there are no changes to tariff structures forecast. | [5 empty] | Equal to variant 3a. | bar: 2026 to 2056
Transmission tariff adjustment factor for each consumer group/customer | Unit | Description | [5 empty] | Notes/assumptions | [5 empty] | 2026 | 2027 | 2028 | 2029 | 2030 | 2031 | 2032 | 2033 | 2034 | 2035 | 2036 | 2037 | 2038 | 2039 | 2040 | 2041 | 2042 | 2043 | 2044 | 2045 | 2046 | 2047 | 2048 | 2049 | 2050 | 2051 | 2052 | 2053 | 2054 | 2055 | 2056
Residential | # | Used to adjust revenue if the distributor is planning to rebalance transmission revenue allocation between consumer groups or resturcture tariffs in a way that alters estimated revenue for a connection. Equal to 1 if there are no changes to tariff structures forecast. | [5 empty] | Based on Wellington Electricity stating that it is part-way through transitioning to a new target revenue allocation approach for transmission, reducing the portion allocated to residential connections from 61% to 51%. We have assumed this transition occurs over five years. | [5 empty] | 1 | 0.97 | 0.94 | 0.9 | 0.87 | 0.84 | 0.84 | 0.84 | 0.84 | 0.84 | 0.84 | 0.84 | 0.84 | 0.84 | 0.84 | 0.84 | 0.84 | 0.84 | 0.84 | 0.84 | 0.84 | 0.84 | 0.84 | 0.84 | 0.84 | 0.84 | 0.84 | 0.84 | 0.84 | 0.84 | 0.84
Residential upgrade | # | Used to adjust revenue if the distributor is planning to rebalance transmission revenue allocation between consumer groups or resturcture tariffs in a way that alters estimated revenue for a connection. Equal to 1 if there are no changes to tariff structures forecast. | [5 empty] | Equal to residential row above. | [5 empty] | 1 | 0.97 | 0.94 | 0.9 | 0.87 | 0.84 | 0.84 | 0.84 | 0.84 | 0.84 | 0.84 | 0.84 | 0.84 | 0.84 | 0.84 | 0.84 | 0.84 | 0.84 | 0.84 | 0.84 | 0.84 | 0.84 | 0.84 | 0.84 | 0.84 | 0.84 | 0.84 | 0.84 | 0.84 | 0.84 | 0.84
Non-residential | # | Used to adjust revenue if the distributor is planning to rebalance transmission revenue allocation between consumer groups or resturcture tariffs in a way that alters estimated revenue for a connection. Equal to 1 if there are no changes to tariff structures forecast. | [5 empty] | Inverse of residential transmission TAF. | [5 empty] | 1 | 1.0309 | 1.0638 | 1.1111 | 1.1494 | 1.1905 | 1.1905 | 1.1905 | 1.1905 | 1.1905 | 1.1905 | 1.1905 | 1.1905 | 1.1905 | 1.1905 | 1.1905 | 1.1905 | 1.1905 | 1.1905 | 1.1905 | 1.1905 | 1.1905 | 1.1905 | 1.1905 | 1.1905 | 1.1905 | 1.1905 | 1.1905 | 1.1905 | 1.1905 | 1.1905
Variant 2a customer | # | Used to adjust revenue if the distributor is planning to rebalance transmission revenue allocation between consumer groups or resturcture tariffs in a way that alters estimated revenue for a connection. Equal to 1 if there are no changes to tariff structures forecast. | [5 empty] | Equal to non-residential row above. | [5 empty] | 1 | 1.0309 | 1.0638 | 1.1111 | 1.1494 | 1.1905 | 1.1905 | 1.1905 | 1.1905 | 1.1905 | 1.1905 | 1.1905 | 1.1905 | 1.1905 | 1.1905 | 1.1905 | 1.1905 | 1.1905 | 1.1905 | 1.1905 | 1.1905 | 1.1905 | 1.1905 | 1.1905 | 1.1905 | 1.1905 | 1.1905 | 1.1905 | 1.1905 | 1.1905 | 1.1905
Variant 2b customer | # | Used to adjust revenue if the distributor is planning to rebalance transmission revenue allocation between consumer groups or resturcture tariffs in a way that alters estimated revenue for a connection. Equal to 1 if there are no changes to tariff structures forecast. | [5 empty] | Equal to non-residential row above. | [5 empty] | 1 | 1.0309 | 1.0638 | 1.1111 | 1.1494 | 1.1905 | 1.1905 | 1.1905 | 1.1905 | 1.1905 | 1.1905 | 1.1905 | 1.1905 | 1.1905 | 1.1905 | 1.1905 | 1.1905 | 1.1905 | 1.1905 | 1.1905 | 1.1905 | 1.1905 | 1.1905 | 1.1905 | 1.1905 | 1.1905 | 1.1905 | 1.1905 | 1.1905 | 1.1905 | 1.1905
Variant 3a customer | # | Used to adjust revenue if the distributor is planning to rebalance transmission revenue allocation between consumer groups or resturcture tariffs in a way that alters estimated revenue for a connection. Equal to 1 if there are no changes to tariff structures forecast. | [5 empty] | No change assumed. | bar: 2026 to 2056
Variant 3b customer | # | Used to adjust revenue if the distributor is planning to rebalance transmission revenue allocation between consumer groups or resturcture tariffs in a way that alters estimated revenue for a connection. Equal to 1 if there are no changes to tariff structures forecast. | [5 empty] | Equal to variant 3a. | bar: 2026 to 2056
Variant 3c customer | # | Used to adjust revenue if the distributor is planning to rebalance transmission revenue allocation between consumer groups or resturcture tariffs in a way that alters estimated revenue for a connection. Equal to 1 if there are no changes to tariff structures forecast. | [5 empty] | Equal to variant 3a. | bar: 2026 to 2056
Variant 3d customer | # | Used to adjust revenue if the distributor is planning to rebalance transmission revenue allocation between consumer groups or resturcture tariffs in a way that alters estimated revenue for a connection. Equal to 1 if there are no changes to tariff structures forecast. | [5 empty] | Equal to variant 3a. | bar: 2026 to 2056
Revenue ramp-up factor
Distribution revenue ramp-up factor for each consumer group/customer | Unit | Description | [5 empty] | Notes/assumptions | [5 empty] | 2026 | 2027 | 2028 | 2029 | 2030 | 2031 | 2032 | 2033 | 2034 | 2035 | 2036 | 2037 | 2038 | 2039 | 2040 | 2041 | 2042 | 2043 | 2044 | 2045 | 2046 | 2047 | 2048 | 2049 | 2050 | 2051 | 2052 | 2053 | 2054 | 2055 | 2056
Residential | # | Timing of revenue ramp-up. | [5 empty] | Have assumed that connection is livened half way through the pricing year. No revenue ramp-up for future years. | [5 empty] | 0.5 | 1 | 1 | 1 | 1 | 1 | 1 | 1 | 1 | 1 | 1 | 1 | 1 | 1 | 1 | 1 | 1 | 1 | 1 | 1 | 1 | 1 | 1 | 1 | 1 | 1 | 1 | 1 | 1 | 1 | 1
Residential upgrade | # | Timing of revenue ramp-up. | [5 empty] | Have assumed that connection is livened half way through the pricing year. No revenue ramp-up for future years. | [5 empty] | 0.5 | 1 | 1 | 1 | 1 | 1 | 1 | 1 | 1 | 1 | 1 | 1 | 1 | 1 | 1 | 1 | 1 | 1 | 1 | 1 | 1 | 1 | 1 | 1 | 1 | 1 | 1 | 1 | 1 | 1 | 1
Non-residential | # | Timing of revenue ramp-up. | [5 empty] | Have assumed that connection is livened half way through the pricing year. No revenue ramp-up for future years. | [5 empty] | 0.5 | 1 | 1 | 1 | 1 | 1 | 1 | 1 | 1 | 1 | 1 | 1 | 1 | 1 | 1 | 1 | 1 | 1 | 1 | 1 | 1 | 1 | 1 | 1 | 1 | 1 | 1 | 1 | 1 | 1 | 1
Variant 2a customer | # | Timing of revenue ramp-up. | [5 empty] | Have assumed that connection is livened three-quarters of the way through the pricing year. Revenue ramps up by 47% in year two due to load factor increasing from 10% to 20%. | [5 empty] | 0.25 | 1 | 1.5681 | 1.5681 | 1.5681 | 1.5681 | 1.5681 | 1.5681 | 1.5681 | 1.5681 | 1.5681 | 1.5681 | 1.5681 | 1.5681 | 1.5681 | 1.5681 | 1.5681 | 1.5681 | 1.5681 | 1.5681 | 1.5681 | 1.5681 | 1.5681 | 1.5681 | 1.5681 | 1.5681 | 1.5681 | 1.5681 | 1.5681 | 1.5681 | 1.5681
Variant 2b customer | # | Timing of revenue ramp-up. | [5 empty] | Have assumed that connection is livened three-quarters of the way through the pricing year. Revenue ramps up by 52% in year two due to load factor increasing from 10% to 20%. | [5 empty] | 0.25 | 1 | 1.5681 | 1.5681 | 1.5681 | 1.5681 | 1.5681 | 1.5681 | 1.5681 | 1.5681 | 1.5681 | 1.5681 | 1.5681 | 1.5681 | 1.5681 | 1.5681 | 1.5681 | 1.5681 | 1.5681 | 1.5681 | 1.5681 | 1.5681 | 1.5681 | 1.5681 | 1.5681 | 1.5681 | 1.5681 | 1.5681 | 1.5681 | 1.5681 | 1.5681
Variant 3a customer | # | Timing of revenue ramp-up. | [5 empty] | Have assumed that connection is livened three-quarters of the way through the pricing year. No revenue ramp-up for future years. | [5 empty] | 0.25 | 1 | 1 | 1 | 1 | 1 | 1 | 1 | 1 | 1 | 1 | 1 | 1 | 1 | 1 | 1 | 1 | 1 | 1 | 1 | 1 | 1 | 1 | 1 | 1 | 1 | 1 | 1 | 1 | 1 | 1
Variant 3b customer | # | Timing of revenue ramp-up. | [5 empty] | Have assumed that connection is livened three-quarters of the way through the pricing year. No revenue ramp-up for future years. | [5 empty] | 0.25 | 1 | 1 | 1 | 1 | 1 | 1 | 1 | 1 | 1 | 1 | 1 | 1 | 1 | 1 | 1 | 1 | 1 | 1 | 1 | 1 | 1 | 1 | 1 | 1 | 1 | 1 | 1 | 1 | 1 | 1
Variant 3c customer | # | Timing of revenue ramp-up. | [5 empty] | Have assumed that connection is livened three-quarters of the way through the pricing year. No revenue ramp-up for future years. | [5 empty] | 0.25 | 1 | 1 | 1 | 1 | 1 | 1 | 1 | 1 | 1 | 1 | 1 | 1 | 1 | 1 | 1 | 1 | 1 | 1 | 1 | 1 | 1 | 1 | 1 | 1 | 1 | 1 | 1 | 1 | 1 | 1
Variant 3d customer | # | Timing of revenue ramp-up. | [5 empty] | Have assumed that connection is livened three-quarters of the way through the pricing year. No revenue ramp-up for future years. | [5 empty] | 0.25 | 1 | 1 | 1 | 1 | 1 | 1 | 1 | 1 | 1 | 1 | 1 | 1 | 1 | 1 | 1 | 1 | 1 | 1 | 1 | 1 | 1 | 1 | 1 | 1 | 1 | 1 | 1 | 1 | 1 | 1
Transmission revenue ramp-up factor for each consumer group/customer | Unit | Description | [5 empty] | Notes/assumptions | [5 empty] | 2026 | 2027 | 2028 | 2029 | 2030 | 2031 | 2032 | 2033 | 2034 | 2035 | 2036 | 2037 | 2038 | 2039 | 2040 | 2041 | 2042 | 2043 | 2044 | 2045 | 2046 | 2047 | 2048 | 2049 | 2050 | 2051 | 2052 | 2053 | 2054 | 2055 | 2056
Residential | # | Timing of revenue reaching full potential. Equal to 1 once revenue reaches full potential. | [5 empty] | Have assumed that connection is livened half way through the pricing year. No revenue ramp-up for future years. | [5 empty] | 0.5 | 1 | 1 | 1 | 1 | 1 | 1 | 1 | 1 | 1 | 1 | 1 | 1 | 1 | 1 | 1 | 1 | 1 | 1 | 1 | 1 | 1 | 1 | 1 | 1 | 1 | 1 | 1 | 1 | 1 | 1
Residential upgrade | # | Timing of revenue reaching full potential. Equal to 1 once revenue reaches full potential. | [5 empty] | Have assumed that connection is livened half way through the pricing year. No revenue ramp-up for future years. | [5 empty] | 0.5 | 1 | 1 | 1 | 1 | 1 | 1 | 1 | 1 | 1 | 1 | 1 | 1 | 1 | 1 | 1 | 1 | 1 | 1 | 1 | 1 | 1 | 1 | 1 | 1 | 1 | 1 | 1 | 1 | 1 | 1
Non-residential | # | Timing of revenue reaching full potential. Equal to 1 once revenue reaches full potential. | [5 empty] | Have assumed that connection is livened half way through the pricing year. No revenue ramp-up for future years. | [5 empty] | 0.5 | 1 | 1 | 1 | 1 | 1 | 1 | 1 | 1 | 1 | 1 | 1 | 1 | 1 | 1 | 1 | 1 | 1 | 1 | 1 | 1 | 1 | 1 | 1 | 1 | 1 | 1 | 1 | 1 | 1 | 1
Variant 2a customer | # | Timing of revenue reaching full potential. Equal to 1 once revenue reaches full potential. | [5 empty] | Have assumed that connection is livened three-quarters of the way through the pricing year. Increase in load factor from 10% to 20% in year two has no impact on transmission revenue because there is only a fixed (daily) charge for transmission. | [5 empty] | 0.25 | 1 | 1 | 1 | 1 | 1 | 1 | 1 | 1 | 1 | 1 | 1 | 1 | 1 | 1 | 1 | 1 | 1 | 1 | 1 | 1 | 1 | 1 | 1 | 1 | 1 | 1 | 1 | 1 | 1 | 1
Variant 2b customer | # | Timing of revenue reaching full potential. Equal to 1 once revenue reaches full potential. | [5 empty] | Have assumed that connection is livened three-quarters of the way through the pricing year. Increase in load factor from 10% to 20% in year two has no impact on transmission revenue because there is only a fixed (daily) charge for transmission. | [5 empty] | 0.25 | 1 | 1 | 1 | 1 | 1 | 1 | 1 | 1 | 1 | 1 | 1 | 1 | 1 | 1 | 1 | 1 | 1 | 1 | 1 | 1 | 1 | 1 | 1 | 1 | 1 | 1 | 1 | 1 | 1 | 1
Variant 3a customer | # | Timing of revenue ramp-up. | [5 empty] | Have assumed that connection is livened three-quarters of the way through the pricing year. No revenue ramp-up for future years. | [5 empty] | 0.25 | 1 | 1 | 1 | 1 | 1 | 1 | 1 | 1 | 1 | 1 | 1 | 1 | 1 | 1 | 1 | 1 | 1 | 1 | 1 | 1 | 1 | 1 | 1 | 1 | 1 | 1 | 1 | 1 | 1 | 1
Variant 3b customer | # | Timing of revenue ramp-up. | [5 empty] | Have assumed that connection is livened three-quarters of the way through the pricing year. No revenue ramp-up for future years. | [5 empty] | 0.25 | 1 | 1 | 1 | 1 | 1 | 1 | 1 | 1 | 1 | 1 | 1 | 1 | 1 | 1 | 1 | 1 | 1 | 1 | 1 | 1 | 1 | 1 | 1 | 1 | 1 | 1 | 1 | 1 | 1 | 1
Variant 3c customer | # | Timing of revenue ramp-up. | [5 empty] | Have assumed that connection is livened three-quarters of the way through the pricing year. No revenue ramp-up for future years. | [5 empty] | 0.25 | 1 | 1 | 1 | 1 | 1 | 1 | 1 | 1 | 1 | 1 | 1 | 1 | 1 | 1 | 1 | 1 | 1 | 1 | 1 | 1 | 1 | 1 | 1 | 1 | 1 | 1 | 1 | 1 | 1 | 1
Variant 3d customer | # | Timing of revenue ramp-up. | [5 empty] | Have assumed that connection is livened three-quarters of the way through the pricing year. No revenue ramp-up for future years. | [5 empty] | 0.25 | 1 | 1 | 1 | 1 | 1 | 1 | 1 | 1 | 1 | 1 | 1 | 1 | 1 | 1 | 1 | 1 | 1 | 1 | 1 | 1 | 1 | 1 | 1 | 1 | 1 | 1 | 1 | 1 | 1 | 1

## Charge reconciliation summary
Charge reconciliation summary
|  | This sheet provides a charge reconciliation summary for a selected variant. Select the variant you're interested in below. | [10 empty] | The table showing the ITC build-up for example 3b is shown below.
| Scenario 1 |  |  |  | Scenario 2 |  |  |  | Scenario 3 |  |  |  | ITC build-up for example 3b
|  |  | Variant: | Variant 1g |  |  | Variant: | Variant 2b |  |  | Variant: | Variant 3d
|  | CC = (IC - IR) + NC |  |  |  | CC = (IC - IR) + NC |  |  |  | CC = (IC - IR) + NC
[13 empty] | Year |  | 0 | 1 | 2 | 3 | 4 | 5 | 6 | 7 | …
|  | CC = | 31476 | Connection charge |  | CC = | 25580 | Connection charge |  | CC = | 2164000 | Connection charge | Pricing year | year | 2026 | 2027 | 2028 | 2029 | 2030 | 2031 | 2032 | 2033 | …
|  | IC = | 37065 | Incremental cost |  | IC = | 58310 | Incremental cost |  | IC = | 2275120.8316 | Incremental cost | Discount factor | # | 1 | 0.95575 | 0.91346 | 0.87303 | 0.8344 | 0.79748 | 0.76219 | 0.72846 | …
|  | IR = | 8598.3631 | Incremental revenue |  | IR = | 218194.2514 | Incremental revenue |  | IR = | 2981334.6621 | Incremental revenue | Transmission RAF* | # | 1 | 1.15 | 1.16 | 1.19 | 1.21 | 1.24 | 1.2 | 1.2 | …
|  | NIC (IC-IR) = | 28466.6369 | Net incremental cost |  | NIC (IC-IR) = | -159884.2514 | Net incremental cost |  | NIC (IC-IR) = | -706213.8305 | Net incremental cost
|  | NC = | 3009.3631 | Network contribution (= CC - NIC) |  | NC = | 185464.2514 | Network contribution (= CC - NIC) |  | NC = | 2870213.8305 | Network contribution (= CC - NIC) | GXP works | $ | 1 2027: 250000 | …
[13 empty] | Connection charge uplift | $ |  | 10000 | 10086.9565 | 10347.8261 | 10521.7391 | 10782.6087 | 10434.7826 | 10434.7826 | …
|  | Reliance = | 84.92% | Portion of IC contributed up-front |  | Reliance = | 43.87% | Portion of IC contributed up-front |  | Reliance = | 95.12% | Portion of IC contributed up-front | Adjustment event | $ |  | 80000 | 80000 | 80000 | 80000 | 80000 | 80000 | 80000 | …
|  | Up-front revenue = | 78.54% | Portion of revenue contributed up-front |  | Up-front revenue = | 10.49% | Portion of revenue contributed up-front |  | Up-front revenue = | 42.06% | Portion of revenue contributed up-front | New BBI | $ | 5 2031: 100000; 6 2032: 100000; 7 2033: 100000 | …
|  | NC ratio = | 7.509% | Portion of revenue contributing to network costs |  | NC ratio = | 76.08% | Portion of revenue contributing to network costs |  | NC ratio = | 55.78% | Portion of revenue contributing to network costs
[13 empty] | Present value | $ |  | 324954.6019 | 82290.4551 | 78876.7543 | 75531.4788 | 152144.9901 | 145147.287 | 138724.3496 | …
[13 empty] | Total ITC** | $ | 0 2026: 1907839.6685
* Applied to connection charge uplift only
** Calculated over 15 year period

## List
List for data validation
Yes
No
N/A