## DG ICPs (hidden)
Installed distributed generation trends
From www.emi.ea.govt.nz provided by the Electricity Authority (New Zealand)
Run at: 20250909161809
Parameters
Date range | 01 Aug 2024 - 31 Jul 2025
Region type | Network reporting region
Market segment | All ICPs
Capacity | All combined
Fuel type | All combined
Month end | Region ID | Region name | Capacity | Fuel type | ICP count | ICP uptake rate (%) | Total capacity installed (MW) | Avg. capacity installed (kW) | ICP count - new installations | Avg. capacity - new installations (kW)
2024-07-31 | 1 | Bay of Islands (Top Energy) | All combined | All combined | 2140 | 6.192 | 109.445 | 51.142 | 37 | 5.892
2024-07-31 | 2 | Whangarei and Kaipara (Northpower) | All combined | All combined | 2676 | 4.2655 | 34.926 | 13.051 | 60 | 6.021
2024-07-31 | 3 | Waitemata (Vector) | All combined | All combined | 5930 | 2.2715 | 56.237 | 9.483 | 35 | 5.7
2024-07-31 | 4 | Auckland (Vector) | All combined | All combined | 6197 | 1.6383 | 65.543 | 10.577 | 70 | 47.427
2024-07-31 | 5 | Counties (Counties Power) | All combined | All combined | 2011 | 4.1143 | 142.087 | 70.655 | 27 | 11.333
2024-07-31 | 6 | Thames Valley (Powerco) | All combined | All combined | 2065 | 2.7202 | 110.393 | 53.459 | 41 | 14.504
2024-07-31 | 7 | Waikato (WEL Networks) | All combined | All combined | 2964 | 2.9632 | 87.94 | 29.669 | 34 | 7.824
2024-07-31 | 8 | Waipa (Waipa Networks) | All combined | All combined | 1361 | 4.5939 | 23.495 | 17.263 | 23 | 36.657
2024-07-31 | 9 | King Country (The Lines Company) | All combined | All combined | 275 | 1.1327 | 102.682 | 373.389 | 4 | 5
2024-07-31 | 10 | Tauranga (Powerco) | All combined | All combined | 3906 | 4.1591 | 71.16 | 18.218 | 57 | 8.202
2024-07-31 | 11 | Rotorua (Unison Networks) | All combined | All combined | 879 | 2.7384 | 14.35 | 16.325 | 12 | 5.883
2024-07-31 | 12 | Eastern Bay of Plenty (Horizon Energy) | All combined | All combined | 727 | 2.8683 | 65.755 | 90.446 | 14 | 7.829
2024-07-31 | 13 | Taupo (Unison Networks) | All combined | All combined | 474 | 2.4997 | 90.995 | 191.973 | 8 | 6.325
2024-07-31 | 14 | Tairawhiti and Wairoa (Firstlight Network) | All combined | All combined | 685 | 2.6329 | 20.908 | 30.523 | 22 | 11.364
2024-07-31 | 15 | Hawke's Bay (Unison Networks) | All combined | All combined | 3170 | 4.7896 | 33.116 | 10.447 | 49 | 9.003
2024-07-31 | 16 | Central Hawke's Bay (Centralines) | All combined | All combined | 390 | 4.3478 | 2.523 | 6.469 | 4 | 6.5
2024-07-31 | 17 | Southern Hawke's Bay (Scanpower) | All combined | All combined | 89 | 1.3006 | 1.09 | 12.248 | 1 | 30
2024-07-31 | 18 | Wairarapa (Powerco) | All combined | All combined | 1228 | 4.4914 | 16.776 | 13.661 | 17 | 6.873
2024-07-31 | 19 | Taranaki (Powerco) | All combined | All combined | 1745 | 2.8537 | 45.19 | 25.897 | 32 | 6.933
2024-07-31 | 20 | Wanganui (Powerco) | All combined | All combined | 789 | 2.3521 | 4.841 | 6.136 | 15 | 5.833
2024-07-31 | 21 | Manawatu (Powerco) | All combined | All combined | 1529 | 2.573 | 137.332 | 89.818 | 22 | 12.023
2024-07-31 | 22 | Kapiti and Horowhenua (Electra) | All combined | All combined | 1708 | 3.611 | 47.884 | 28.035 | 40 | 5.656
2024-07-31 | 23 | Wellington (Wellington Electricity) | All combined | All combined | 3224 | 1.7632 | 94.63 | 29.352 | 67 | 10.283
2024-07-31 | 24 | Nelson (Nelson Electricity) | All combined | All combined | 382 | 4.1373 | 3.883 | 10.166 | 3 | 4
2024-07-31 | 25 | Tasman (Network Tasman) | All combined | All combined | 2597 | 5.9762 | 58.293 | 22.446 | 62 | 7.655
2024-07-31 | 26 | Marlborough (Marlborough Lines) | All combined | All combined | 1503 | 5.6242 | 25.464 | 16.942 | 21 | 7.567
2024-07-31 | 27 | Buller (Buller Electricity) | All combined | All combined | 53 | 1.0768 | 4.636 | 87.474 | 4 | 6.45
2024-07-31 | 28 | West Coast (Westpower) | All combined | All combined | 120 | 0.83137 | 30.082 | 250.68 | 1 | 40
2024-07-31 | 29 | North Canterbury (MainPower NZ) | All combined | All combined | 2154 | 4.8275 | 13.817 | 6.414 | 25 | 5.88
2024-07-31 | 30 | Central Canterbury (Orion New Zealand) | All combined | All combined | 8631 | 3.8251 | 113.113 | 13.105 | 120 | 6.574
2024-07-31 | 31 | Ashburton (Electricity Ashburton) | All combined | All combined | 563 | 2.6833 | 37.154 | 65.992 | 6 | 6.233
2024-07-31 | 32 | South Canterbury (Alpine Energy) | All combined | All combined | 895 | 2.6108 | 14.039 | 15.686 | 15 | 5.8
2024-07-31 | 33 | Waitaki (Network Waitaki) | All combined | All combined | 289 | 2.1442 | 2.811 | 9.728 | 8 | 5.75
2024-07-31 | 34 | Queenstown (Aurora Energy) | All combined | All combined | 655 | 4.261 | 7.032 | 10.736 | 10 | 5
2024-07-31 | 35 | Central Otago (Aurora Energy) | All combined | All combined | 1878 | 7.5132 | 46.086 | 24.54 | 30 | 6.333
2024-07-31 | 36 | Otago (OtagoNet JV) | All combined | All combined | 353 | 2.2543 | 24.451 | 69.266 | 2 | 5.5
2024-07-31 | 37 | Dunedin (Aurora Energy) | All combined | All combined | 770 | 1.3448 | 124.409 | 161.57 | 13 | 4.575
2024-07-31 | 38 | Southland (The Power Company) | All combined | All combined | 621 | 1.6364 | 125.811 | 202.594 | 3 | 6.667
2024-07-31 | 39 | Invercargill (Electricity Invercargill) | All combined | All combined | 159 | 0.89411 | 0.996 | 6.267 | 2 | 4
2024-08-31 | 1 | Bay of Islands (Top Energy) | All combined | All combined | 2157 | 6.2402 | 109.618 | 50.82 | 20 | 9.015
2024-08-31 | 2 | Whangarei and Kaipara (Northpower) | All combined | All combined | 2717 | 4.3198 | 34.219 | 12.595 | 43 | 7.36
2024-08-31 | 3 | Waitemata (Vector) | All combined | All combined | 5969 | 2.283 | 56.517 | 9.468 | 39 | 7.09
2024-08-31 | 4 | Auckland (Vector) | All combined | All combined | 6251 | 1.6506 | 66.062 | 10.568 | 57 | 9.323
2024-08-31 | 5 | Counties (Counties Power) | All combined | All combined | 2047 | 4.1839 | 142.307 | 69.52 | 36 | 6.003
2024-08-31 | 6 | Thames Valley (Powerco) | All combined | All combined | 2099 | 2.7634 | 110.722 | 52.75 | 35 | 9.137
2024-08-31 | 7 | Waikato (WEL Networks) | All combined | All combined | 3000 | 2.9949 | 88.462 | 29.487 | 37 | 13.941
2024-08-31 | 8 | Waipa (Waipa Networks) | All combined | All combined | 1374 | 4.6366 | 23.656 | 17.217 | 12 | 12.802
2024-08-31 | 9 | King Country (The Lines Company) | All combined | All combined | 279 | 1.15 | 102.702 | 368.107 | 4 | 5
2024-08-31 | 10 | Tauranga (Powerco) | All combined | All combined | 3966 | 4.2185 | 71.627 | 18.06 | 63 | 7.294
2024-08-31 | 11 | Rotorua (Unison Networks) | All combined | All combined | 881 | 2.7403 | 14.371 | 16.312 | 6 | 8
2024-08-31 | 12 | Eastern Bay of Plenty (Horizon Energy) | All combined | All combined | 737 | 2.9075 | 65.883 | 89.393 | 10 | 12.795
2024-08-31 | 13 | Taupo (Unison Networks) | All combined | All combined | 485 | 2.5534 | 91.071 | 187.775 | 11 | 6.891
2024-08-31 | 14 | Tairawhiti and Wairoa (Firstlight Network) | All combined | All combined | 694 | 2.6679 | 20.964 | 30.207 | 9 | 6.222
2024-08-31 | 15 | Hawke's Bay (Unison Networks) | All combined | All combined | 3211 | 4.8491 | 33.378 | 10.395 | 42 | 7.391
2024-08-31 | 16 | Central Hawke's Bay (Centralines) | All combined | All combined | 395 | 4.4011 | 2.637 | 6.676 | 5 | 22.98
2024-08-31 | 17 | Southern Hawke's Bay (Scanpower) | All combined | All combined | 88 | 1.2854 | 1.086 | 12.345 | 0
2024-08-31 | 18 | Wairarapa (Powerco) | All combined | All combined | 1248 | 4.5616 | 16.899 | 13.541 | 20 | 5.939
2024-08-31 | 19 | Taranaki (Powerco) | All combined | All combined | 1775 | 2.9023 | 45.509 | 25.639 | 32 | 9.95
2024-08-31 | 20 | Wanganui (Powerco) | All combined | All combined | 834 | 2.3986 | 5.256 | 6.302 | 19 | 8.758
2024-08-31 | 21 | Manawatu (Powerco) | All combined | All combined | 1522 | 2.6117 | 137.25 | 90.177 | 22 | 8.076
2024-08-31 | 22 | Kapiti and Horowhenua (Electra) | All combined | All combined | 1733 | 3.6601 | 48.068 | 27.737 | 25 | 7.328
2024-08-31 | 23 | Wellington (Wellington Electricity) | All combined | All combined | 3273 | 1.7883 | 94.904 | 28.996 | 47 | 5.368
2024-08-31 | 24 | Nelson (Nelson Electricity) | All combined | All combined | 386 | 4.1825 | 3.917 | 10.149 | 4 | 6.25
2024-08-31 | 25 | Tasman (Network Tasman) | All combined | All combined | 2634 | 6.0577 | 58.598 | 22.247 | 40 | 8.349
2024-08-31 | 26 | Marlborough (Marlborough Lines) | All combined | All combined | 1524 | 5.6968 | 25.581 | 16.785 | 21 | 5.21
2024-08-31 | 27 | Buller (Buller Electricity) | All combined | All combined | 54 | 1.0953 | 4.64 | 85.928 | 1 | 4
2024-08-31 | 28 | West Coast (Westpower) | All combined | All combined | 124 | 0.8589 | 30.103 | 242.763 | 4 | 5.25
2024-08-31 | 29 | North Canterbury (MainPower NZ) | All combined | All combined | 2178 | 4.875 | 13.995 | 6.425 | 27 | 6.866
2024-08-31 | 30 | Central Canterbury (Orion New Zealand) | All combined | All combined | 8759 | 3.8761 | 113.627 | 12.973 | 135 | 8.523
2024-08-31 | 31 | Ashburton (Electricity Ashburton) | All combined | All combined | 573 | 2.7279 | 37.52 | 65.479 | 10 | 36.59
2024-08-31 | 32 | South Canterbury (Alpine Energy) | All combined | All combined | 908 | 2.6477 | 14.141 | 15.574 | 12 | 6.083
2024-08-31 | 33 | Waitaki (Network Waitaki) | All combined | All combined | 294 | 2.1794 | 2.85 | 9.695 | 5 | 7.8
2024-08-31 | 34 | Queenstown (Aurora Energy) | All combined | All combined | 672 | 4.3645 | 7.151 | 10.642 | 18 | 6.849
2024-08-31 | 35 | Central Otago (Aurora Energy) | All combined | All combined | 1907 | 7.6091 | 46.382 | 24.322 | 30 | 5.379
2024-08-31 | 36 | Otago (OtagoNet JV) | All combined | All combined | 356 | 2.2732 | 24.47 | 68.736 | 3 | 6.367
2024-08-31 | 37 | Dunedin (Aurora Energy) | All combined | All combined | 786 | 1.3728 | 124.51 | 158.409 | 15 | 6.373
2024-08-31 | 38 | Southland (The Power Company) | All combined | All combined | 621 | 1.6349 | 125.796 | 202.57 | 2 | 6.5
2024-08-31 | 39 | Invercargill (Electricity Invercargill) | All combined | All combined | 159 | 0.89361 | 0.996 | 6.267 | 0
2024-09-30 | 1 | Bay of Islands (Top Energy) | All combined | All combined | 2195 | 6.3423 | 109.836 | 50.039 | 37 | 5.835
2024-09-30 | 2 | Whangarei and Kaipara (Northpower) | All combined | All combined | 2766 | 4.3956 | 34.776 | 12.573 | 49 | 11.312
2024-09-30 | 3 | Waitemata (Vector) | All combined | All combined | 6017 | 2.298 | 56.814 | 9.442 | 51 | 5.818
2024-09-30 | 4 | Auckland (Vector) | All combined | All combined | 6312 | 1.6634 | 66.769 | 10.578 | 59 | 11.4
2024-09-30 | 5 | Counties (Counties Power) | All combined | All combined | 2073 | 4.2275 | 142.452 | 68.718 | 28 | 5.378
2024-09-30 | 6 | Thames Valley (Powerco) | All combined | All combined | 2131 | 2.8047 | 111.139 | 52.153 | 34 | 13.025
2024-09-30 | 7 | Waikato (WEL Networks) | All combined | All combined | 3027 | 3.0181 | 92.109 | 30.429 | 27 | 135.051
2024-09-30 | 8 | Waipa (Waipa Networks) | All combined | All combined | 1393 | 4.6926 | 24.007 | 17.234 | 19 | 17.346
2024-09-30 | 9 | King Country (The Lines Company) | All combined | All combined | 284 | 1.1711 | 102.727 | 361.715 | 5 | 5
2024-09-30 | 10 | Tauranga (Powerco) | All combined | All combined | 4021 | 4.2763 | 72.26 | 17.971 | 59 | 10.672
2024-09-30 | 11 | Rotorua (Unison Networks) | All combined | All combined | 896 | 2.783 | 14.469 | 16.148 | 15 | 6.491
2024-09-30 | 12 | Eastern Bay of Plenty (Horizon Energy) | All combined | All combined | 750 | 2.9568 | 65.962 | 87.949 | 14 | 6.009
2024-09-30 | 13 | Taupo (Unison Networks) | All combined | All combined | 492 | 2.5861 | 141.117 | 286.824 | 7 | 7149.457
2024-09-30 | 14 | Tairawhiti and Wairoa (Firstlight Network) | All combined | All combined | 701 | 2.6942 | 21.06 | 30.043 | 7 | 13.714
2024-09-30 | 15 | Hawke's Bay (Unison Networks) | All combined | All combined | 3244 | 4.897 | 33.673 | 10.38 | 35 | 8.52
2024-09-30 | 16 | Central Hawke's Bay (Centralines) | All combined | All combined | 400 | 4.4578 | 2.648 | 6.62 | 6 | 8.5
2024-09-30 | 17 | Southern Hawke's Bay (Scanpower) | All combined | All combined | 89 | 1.2983 | 1.096 | 12.319 | 1 | 10
2024-09-30 | 18 | Wairarapa (Powerco) | All combined | All combined | 1260 | 4.6016 | 17.01 | 13.5 | 12 | 8.293
2024-09-30 | 19 | Taranaki (Powerco) | All combined | All combined | 1803 | 2.947 | 45.754 | 25.377 | 29 | 8.537
2024-09-30 | 20 | Wanganui (Powerco) | All combined | All combined | 850 | 2.4451 | 5.372 | 6.32 | 16 | 6.949
2024-09-30 | 21 | Manawatu (Powerco) | All combined | All combined | 1548 | 2.6555 | 137.505 | 88.828 | 26 | 9.098
2024-09-30 | 22 | Kapiti and Horowhenua (Electra) | All combined | All combined | 1752 | 3.6978 | 48.195 | 27.508 | 21 | 6.333
2024-09-30 | 23 | Wellington (Wellington Electricity) | All combined | All combined | 3321 | 1.8151 | 95.215 | 28.671 | 48 | 6.447
2024-09-30 | 24 | Nelson (Nelson Electricity) | All combined | All combined | 396 | 4.2857 | 3.96 | 10.001 | 10 | 4.3
2024-09-30 | 25 | Tasman (Network Tasman) | All combined | All combined | 2666 | 6.1268 | 58.872 | 22.082 | 33 | 7.961
2024-09-30 | 26 | Marlborough (Marlborough Lines) | All combined | All combined | 1544 | 5.7709 | 25.707 | 16.65 | 20 | 5.992
2024-09-30 | 27 | Buller (Buller Electricity) | All combined | All combined | 55 | 1.114 | 4.65 | 84.547 | 1 | 10
2024-09-30 | 28 | West Coast (Westpower) | All combined | All combined | 129 | 0.8928 | 30.137 | 233.617 | 5 | 6.8
2024-09-30 | 29 | North Canterbury (MainPower NZ) | All combined | All combined | 2219 | 4.9596 | 14.255 | 6.424 | 43 | 6.268
2024-09-30 | 30 | Central Canterbury (Orion New Zealand) | All combined | All combined | 8898 | 3.9301 | 114.65 | 12.885 | 139 | 7.064
2024-09-30 | 31 | Ashburton (Electricity Ashburton) | All combined | All combined | 589 | 2.7985 | 43.617 | 74.053 | 17 | 359.047
2024-09-30 | 32 | South Canterbury (Alpine Energy) | All combined | All combined | 916 | 2.6692 | 14.193 | 15.495 | 8 | 6.563
2024-09-30 | 33 | Waitaki (Network Waitaki) | All combined | All combined | 301 | 2.2318 | 2.946 | 9.788 | 7 | 13.714
2024-09-30 | 34 | Queenstown (Aurora Energy) | All combined | All combined | 685 | 4.4377 | 7.242 | 10.573 | 12 | 7.167
2024-09-30 | 35 | Central Otago (Aurora Energy) | All combined | All combined | 1944 | 7.7361 | 47.097 | 24.227 | 35 | 20.161
2024-09-30 | 36 | Otago (OtagoNet JV) | All combined | All combined | 361 | 2.3032 | 24.515 | 67.909 | 4 | 5
2024-09-30 | 37 | Dunedin (Aurora Energy) | All combined | All combined | 803 | 1.4016 | 124.598 | 155.166 | 19 | 4.861
2024-09-30 | 38 | Southland (The Power Company) | All combined | All combined | 625 | 1.6439 | 125.824 | 201.318 | 3 | 5.867
2024-09-30 | 39 | Invercargill (Electricity Invercargill) | All combined | All combined | 161 | 0.90449 | 1.011 | 6.278 | 3 | 5.667
2024-10-31 | 1 | Bay of Islands (Top Energy) | All combined | All combined | 2227 | 6.4319 | 110.032 | 49.408 | 33 | 6.013
2024-10-31 | 2 | Whangarei and Kaipara (Northpower) | All combined | All combined | 2807 | 4.4562 | 35.15 | 12.522 | 47 | 8.589
2024-10-31 | 3 | Waitemata (Vector) | All combined | All combined | 6074 | 2.3165 | 57.977 | 9.545 | 61 | 8.364
2024-10-31 | 4 | Auckland (Vector) | All combined | All combined | 6385 | 1.6798 | 67.476 | 10.568 | 77 | 9.495
2024-10-31 | 5 | Counties (Counties Power) | All combined | All combined | 2120 | 4.316 | 142.841 | 67.378 | 48 | 8.188
2024-10-31 | 6 | Thames Valley (Powerco) | All combined | All combined | 2172 | 2.857 | 111.622 | 51.391 | 41 | 11.839
2024-10-31 | 7 | Waikato (WEL Networks) | All combined | All combined | 3078 | 3.0649 | 92.618 | 30.09 | 49 | 10.449
2024-10-31 | 8 | Waipa (Waipa Networks) | All combined | All combined | 1408 | 4.7375 | 24.313 | 17.268 | 16 | 18.61
2024-10-31 | 9 | King Country (The Lines Company) | All combined | All combined | 289 | 1.1918 | 102.756 | 355.557 | 6 | 6
2024-10-31 | 10 | Tauranga (Powerco) | All combined | All combined | 4075 | 4.3299 | 72.741 | 17.851 | 56 | 8.148
2024-10-31 | 11 | Rotorua (Unison Networks) | All combined | All combined | 905 | 2.81 | 14.542 | 16.068 | 9 | 7.444
2024-10-31 | 12 | Eastern Bay of Plenty (Horizon Energy) | All combined | All combined | 766 | 3.0193 | 66.059 | 86.238 | 16 | 6.031
2024-10-31 | 13 | Taupo (Unison Networks) | All combined | All combined | 498 | 2.6134 | 141.158 | 283.45 | 6 | 6.108
2024-10-31 | 14 | Tairawhiti and Wairoa (Firstlight Network) | All combined | All combined | 710 | 2.7285 | 21.133 | 29.765 | 10 | 7.5
2024-10-31 | 15 | Hawke's Bay (Unison Networks) | All combined | All combined | 3273 | 4.9349 | 33.913 | 10.361 | 29 | 7.759
2024-10-31 | 16 | Central Hawke's Bay (Centralines) | All combined | All combined | 404 | 4.4999 | 2.684 | 6.644 | 4 | 9
2024-10-31 | 17 | Southern Hawke's Bay (Scanpower) | All combined | All combined | 89 | 1.2996 | 1.096 | 12.319 | 0
2024-10-31 | 18 | Wairarapa (Powerco) | All combined | All combined | 1283 | 4.6832 | 17.28 | 13.468 | 23 | 11.039
2024-10-31 | 19 | Taranaki (Powerco) | All combined | All combined | 1847 | 3.0187 | 46.345 | 25.092 | 47 | 12.703
2024-10-31 | 20 | Wanganui (Powerco) | All combined | All combined | 871 | 2.5029 | 5.526 | 6.345 | 21 | 6.857
2024-10-31 | 21 | Manawatu (Powerco) | All combined | All combined | 1577 | 2.7033 | 137.798 | 87.38 | 30 | 9.735
2024-10-31 | 22 | Kapiti and Horowhenua (Electra) | All combined | All combined | 1796 | 3.7892 | 48.491 | 26.999 | 44 | 6.423
2024-10-31 | 23 | Wellington (Wellington Electricity) | All combined | All combined | 3363 | 1.8369 | 95.534 | 28.407 | 47 | 6.369
2024-10-31 | 24 | Nelson (Nelson Electricity) | All combined | All combined | 400 | 4.3085 | 3.979 | 9.947 | 4 | 4.525
2024-10-31 | 25 | Tasman (Network Tasman) | All combined | All combined | 2701 | 6.2025 | 59.133 | 21.893 | 33 | 7.638
2024-10-31 | 26 | Marlborough (Marlborough Lines) | All combined | All combined | 1571 | 5.8714 | 29.977 | 19.082 | 27 | 157.774
2024-10-31 | 27 | Buller (Buller Electricity) | All combined | All combined | 55 | 1.1127 | 4.65 | 84.547 | 0
2024-10-31 | 28 | West Coast (Westpower) | All combined | All combined | 133 | 0.91984 | 30.189 | 226.986 | 4 | 11.5
2024-10-31 | 29 | North Canterbury (MainPower NZ) | All combined | All combined | 2335 | 5.2101 | 15.138 | 6.483 | 116 | 7.503
2024-10-31 | 30 | Central Canterbury (Orion New Zealand) | All combined | All combined | 9025 | 3.9789 | 116.108 | 12.865 | 132 | 10.745
2024-10-31 | 31 | Ashburton (Electricity Ashburton) | All combined | All combined | 607 | 2.8828 | 43.817 | 72.186 | 17 | 11.078
2024-10-31 | 32 | South Canterbury (Alpine Energy) | All combined | All combined | 923 | 2.6877 | 14.243 | 15.431 | 7 | 7.086
2024-10-31 | 33 | Waitaki (Network Waitaki) | All combined | All combined | 303 | 2.2463 | 3.005 | 9.919 | 3 | 20.287
2024-10-31 | 34 | Queenstown (Aurora Energy) | All combined | All combined | 693 | 4.4872 | 7.297 | 10.529 | 8 | 6.838
2024-10-31 | 35 | Central Otago (Aurora Energy) | All combined | All combined | 1991 | 7.9027 | 47.49 | 23.852 | 47 | 8.336
2024-10-31 | 36 | Otago (OtagoNet JV) | All combined | All combined | 365 | 2.3285 | 24.536 | 67.222 | 4 | 5.25
2024-10-31 | 37 | Dunedin (Aurora Energy) | All combined | All combined | 821 | 1.4331 | 124.685 | 151.87 | 17 | 4.965
2024-10-31 | 38 | Southland (The Power Company) | All combined | All combined | 629 | 1.6542 | 125.843 | 200.068 | 4 | 4.75
2024-10-31 | 39 | Invercargill (Electricity Invercargill) | All combined | All combined | 162 | 0.90975 | 1.017 | 6.275 | 2 | 3.85
2024-11-30 | 1 | Bay of Islands (Top Energy) | All combined | All combined | 2258 | 6.511 | 110.208 | 48.808 | 32 | 5.758
2024-11-30 | 2 | Whangarei and Kaipara (Northpower) | All combined | All combined | 2856 | 4.5294 | 35.507 | 12.433 | 49 | 7.314
2024-11-30 | 3 | Waitemata (Vector) | All combined | All combined | 6143 | 2.3386 | 58.536 | 9.529 | 73 | 7.466
2024-11-30 | 4 | Auckland (Vector) | All combined | All combined | 6454 | 1.696 | 68.262 | 10.577 | 67 | 11.62
2024-11-30 | 5 | Counties (Counties Power) | All combined | All combined | 2135 | 4.3357 | 142.984 | 66.971 | 15 | 9.46
2024-11-30 | 6 | Thames Valley (Powerco) | All combined | All combined | 2198 | 2.8896 | 116.989 | 53.225 | 26 | 206.285
2024-11-30 | 7 | Waikato (WEL Networks) | All combined | All combined | 3111 | 3.094 | 92.877 | 29.854 | 35 | 10.54
2024-11-30 | 8 | Waipa (Waipa Networks) | All combined | All combined | 1422 | 4.7821 | 24.5 | 17.229 | 15 | 10.957
2024-11-30 | 9 | King Country (The Lines Company) | All combined | All combined | 301 | 1.2411 | 102.918 | 341.92 | 11 | 14.073
2024-11-30 | 10 | Tauranga (Powerco) | All combined | All combined | 4127 | 4.3825 | 73.348 | 17.773 | 53 | 10.909
2024-11-30 | 11 | Rotorua (Unison Networks) | All combined | All combined | 916 | 2.7884 | 14.646 | 15.989 | 8 | 8.65
2024-11-30 | 12 | Eastern Bay of Plenty (Horizon Energy) | All combined | All combined | 776 | 3.0592 | 66.12 | 85.206 | 10 | 6.16
2024-11-30 | 13 | Taupo (Unison Networks) | All combined | All combined | 507 | 2.7435 | 141.26 | 278.619 | 12 | 10.817
2024-11-30 | 14 | Tairawhiti and Wairoa (Firstlight Network) | All combined | All combined | 718 | 2.7546 | 21.227 | 29.564 | 8 | 11.765
2024-11-30 | 15 | Hawke's Bay (Unison Networks) | All combined | All combined | 3301 | 4.9706 | 34.17 | 10.351 | 31 | 8.511
2024-11-30 | 16 | Central Hawke's Bay (Centralines) | All combined | All combined | 411 | 4.5733 | 2.765 | 6.727 | 8 | 10.188
2024-11-30 | 17 | Southern Hawke's Bay (Scanpower) | All combined | All combined | 90 | 1.3146 | 1.101 | 12.238 | 1 | 5
2024-11-30 | 18 | Wairarapa (Powerco) | All combined | All combined | 1298 | 4.7302 | 17.424 | 13.424 | 16 | 8.781
2024-11-30 | 19 | Taranaki (Powerco) | All combined | All combined | 1876 | 3.0642 | 46.738 | 24.914 | 30 | 10.989
2024-11-30 | 20 | Wanganui (Powerco) | All combined | All combined | 893 | 2.5656 | 5.897 | 6.604 | 23 | 15.988
2024-11-30 | 21 | Manawatu (Powerco) | All combined | All combined | 1599 | 2.7386 | 137.98 | 86.291 | 23 | 8.084
2024-11-30 | 22 | Kapiti and Horowhenua (Electra) | All combined | All combined | 1821 | 3.8365 | 48.694 | 26.74 | 25 | 7.996
2024-11-30 | 23 | Wellington (Wellington Electricity) | All combined | All combined | 3403 | 1.8569 | 95.8 | 28.152 | 42 | 6.35
2024-11-30 | 24 | Nelson (Nelson Electricity) | All combined | All combined | 405 | 4.3483 | 4.019 | 9.923 | 5 | 6.8
2024-11-30 | 25 | Tasman (Network Tasman) | All combined | All combined | 2749 | 6.3053 | 59.511 | 21.648 | 48 | 7.208
2024-11-30 | 26 | Marlborough (Marlborough Lines) | All combined | All combined | 1594 | 5.9542 | 30.123 | 18.897 | 23 | 5.775
2024-11-30 | 27 | Buller (Buller Electricity) | All combined | All combined | 56 | 1.1306 | 4.654 | 83.109 | 1 | 4
2024-11-30 | 28 | West Coast (Westpower) | All combined | All combined | 142 | 0.9808 | 30.266 | 213.138 | 9 | 8.5
2024-11-30 | 29 | North Canterbury (MainPower NZ) | All combined | All combined | 2391 | 5.3253 | 15.469 | 6.47 | 56 | 5.856
2024-11-30 | 30 | Central Canterbury (Orion New Zealand) | All combined | All combined | 9163 | 4.0337 | 118.241 | 12.904 | 141 | 15
2024-11-30 | 31 | Ashburton (Electricity Ashburton) | All combined | All combined | 619 | 2.9337 | 92.215 | 148.974 | 12 | 4032.765
2024-11-30 | 32 | South Canterbury (Alpine Energy) | All combined | All combined | 933 | 2.7155 | 14.301 | 15.328 | 10 | 5.8
2024-11-30 | 33 | Waitaki (Network Waitaki) | All combined | All combined | 309 | 2.2884 | 3.041 | 9.841 | 5 | 6.72
2024-11-30 | 34 | Queenstown (Aurora Energy) | All combined | All combined | 705 | 4.5628 | 7.359 | 10.438 | 13 | 5
2024-11-30 | 35 | Central Otago (Aurora Energy) | All combined | All combined | 2032 | 8.0494 | 47.98 | 23.612 | 43 | 11.564
2024-11-30 | 36 | Otago (OtagoNet JV) | All combined | All combined | 366 | 2.3346 | 24.541 | 67.052 | 1 | 5
2024-11-30 | 37 | Dunedin (Aurora Energy) | All combined | All combined | 839 | 1.4649 | 124.773 | 148.717 | 18 | 4.911
2024-11-30 | 38 | Southland (The Power Company) | All combined | All combined | 637 | 1.6745 | 125.894 | 197.635 | 8 | 6.375
2024-11-30 | 39 | Invercargill (Electricity Invercargill) | All combined | All combined | 161 | 0.90378 | 1.012 | 6.283 | 0
2024-12-31 | 1 | Bay of Islands (Top Energy) | All combined | All combined | 2271 | 6.5403 | 110.617 | 48.708 | 12 | 16.397
2024-12-31 | 2 | Whangarei and Kaipara (Northpower) | All combined | All combined | 2894 | 4.5829 | 52.738 | 18.223 | 37 | 465.591
2024-12-31 | 3 | Waitemata (Vector) | All combined | All combined | 6192 | 2.3537 | 59.051 | 9.537 | 49 | 10.547
2024-12-31 | 4 | Auckland (Vector) | All combined | All combined | 6497 | 1.705 | 69.072 | 10.631 | 44 | 18.143
2024-12-31 | 5 | Counties (Counties Power) | All combined | All combined | 2160 | 4.3816 | 143.241 | 66.315 | 23 | 10.539
2024-12-31 | 6 | Thames Valley (Powerco) | All combined | All combined | 2223 | 2.9202 | 117.41 | 52.816 | 26 | 15.704
2024-12-31 | 7 | Waikato (WEL Networks) | All combined | All combined | 3128 | 3.1103 | 93.189 | 29.792 | 20 | 9.995
2024-12-31 | 8 | Waipa (Waipa Networks) | All combined | All combined | 1431 | 4.806 | 24.679 | 17.246 | 9 | 17.802
2024-12-31 | 9 | King Country (The Lines Company) | All combined | All combined | 305 | 1.256 | 102.962 | 337.579 | 4 | 10.975
2024-12-31 | 10 | Tauranga (Powerco) | All combined | All combined | 4173 | 4.4264 | 73.836 | 17.694 | 45 | 10.17
2024-12-31 | 11 | Rotorua (Unison Networks) | All combined | All combined | 918 | 2.7915 | 14.669 | 15.979 | 3 | 8.133
2024-12-31 | 12 | Eastern Bay of Plenty (Horizon Energy) | All combined | All combined | 789 | 3.1073 | 66.216 | 83.924 | 13 | 7.378
2024-12-31 | 13 | Taupo (Unison Networks) | All combined | All combined | 514 | 2.7764 | 141.328 | 274.958 | 7 | 9.751
2024-12-31 | 14 | Tairawhiti and Wairoa (Firstlight Network) | All combined | All combined | 737 | 2.8208 | 21.597 | 29.304 | 19 | 19.474
2024-12-31 | 15 | Hawke's Bay (Unison Networks) | All combined | All combined | 3335 | 5.0158 | 34.445 | 10.328 | 34 | 7.669
2024-12-31 | 16 | Central Hawke's Bay (Centralines) | All combined | All combined | 414 | 4.6041 | 2.796 | 6.753 | 3 | 11.667
2024-12-31 | 17 | Southern Hawke's Bay (Scanpower) | All combined | All combined | 93 | 1.3563 | 1.12 | 12.04 | 3 | 6.12
2024-12-31 | 18 | Wairarapa (Powerco) | All combined | All combined | 1311 | 4.769 | 17.762 | 13.548 | 12 | 26.183
2024-12-31 | 19 | Taranaki (Powerco) | All combined | All combined | 1900 | 3.1016 | 47.01 | 24.742 | 24 | 10.304
2024-12-31 | 20 | Wanganui (Powerco) | All combined | All combined | 905 | 2.5994 | 6.02 | 6.652 | 12 | 9.367
2024-12-31 | 21 | Manawatu (Powerco) | All combined | All combined | 1621 | 2.7755 | 138.267 | 85.298 | 21 | 12.915
2024-12-31 | 22 | Kapiti and Horowhenua (Electra) | All combined | All combined | 1838 | 3.8694 | 48.818 | 26.56 | 17 | 7.294
2024-12-31 | 23 | Wellington (Wellington Electricity) | All combined | All combined | 3450 | 1.8808 | 96.265 | 27.903 | 47 | 9.911
2024-12-31 | 24 | Nelson (Nelson Electricity) | All combined | All combined | 411 | 4.4132 | 4.061 | 9.88 | 7 | 6.507
2024-12-31 | 25 | Tasman (Network Tasman) | All combined | All combined | 2791 | 6.3958 | 59.887 | 21.457 | 42 | 8.504
2024-12-31 | 26 | Marlborough (Marlborough Lines) | All combined | All combined | 1608 | 5.9996 | 30.265 | 18.821 | 14 | 9.697
2024-12-31 | 27 | Buller (Buller Electricity) | All combined | All combined | 56 | 1.1299 | 4.654 | 83.109 | 0
2024-12-31 | 28 | West Coast (Westpower) | All combined | All combined | 149 | 1.0279 | 30.372 | 203.836 | 7 | 8
2024-12-31 | 29 | North Canterbury (MainPower NZ) | All combined | All combined | 2423 | 5.3892 | 15.725 | 6.49 | 33 | 7.848
2024-12-31 | 30 | Central Canterbury (Orion New Zealand) | All combined | All combined | 9313 | 4.0937 | 119.418 | 12.823 | 148 | 7.83
2024-12-31 | 31 | Ashburton (Electricity Ashburton) | All combined | All combined | 634 | 2.9996 | 98.732 | 155.728 | 14 | 465.002
2024-12-31 | 32 | South Canterbury (Alpine Energy) | All combined | All combined | 946 | 2.751 | 14.41 | 15.232 | 13 | 8.385
2024-12-31 | 33 | Waitaki (Network Waitaki) | All combined | All combined | 310 | 2.2927 | 3.05 | 9.838 | 1 | 9.04
2024-12-31 | 34 | Queenstown (Aurora Energy) | All combined | All combined | 712 | 4.5947 | 7.409 | 10.406 | 7 | 7
2024-12-31 | 35 | Central Otago (Aurora Energy) | All combined | All combined | 2067 | 8.1667 | 48.456 | 23.442 | 34 | 13.659
2024-12-31 | 36 | Otago (OtagoNet JV) | All combined | All combined | 370 | 2.3567 | 24.569 | 66.401 | 4 | 7.675
2024-12-31 | 37 | Dunedin (Aurora Energy) | All combined | All combined | 855 | 1.493 | 124.898 | 146.08 | 16 | 7.74
2024-12-31 | 38 | Southland (The Power Company) | All combined | All combined | 639 | 1.6778 | 125.908 | 197.039 | 3 | 6.36
2024-12-31 | 39 | Invercargill (Electricity Invercargill) | All combined | All combined | 171 | 0.95729 | 1.126 | 6.585 | 9 | 12.164
2025-01-31 | 1 | Bay of Islands (Top Energy) | All combined | All combined | 2301 | 6.6286 | 110.796 | 48.151 | 29 | 6.073
2025-01-31 | 2 | Whangarei and Kaipara (Northpower) | All combined | All combined | 2926 | 4.6327 | 52.975 | 18.105 | 31 | 7.165
2025-01-31 | 3 | Waitemata (Vector) | All combined | All combined | 6243 | 2.3726 | 59.433 | 9.52 | 51 | 7.373
2025-01-31 | 4 | Auckland (Vector) | All combined | All combined | 6529 | 1.7142 | 69.386 | 10.627 | 33 | 9.45
2025-01-31 | 5 | Counties (Counties Power) | All combined | All combined | 2174 | 4.4062 | 143.487 | 66.001 | 13 | 17.246
2025-01-31 | 6 | Thames Valley (Powerco) | All combined | All combined | 2254 | 2.9615 | 117.883 | 52.299 | 31 | 14.468
2025-01-31 | 7 | Waikato (WEL Networks) | All combined | All combined | 3145 | 3.1278 | 93.646 | 29.776 | 27 | 18.296
2025-01-31 | 8 | Waipa (Waipa Networks) | All combined | All combined | 1438 | 4.8284 | 24.934 | 17.339 | 9 | 27.518
2025-01-31 | 9 | King Country (The Lines Company) | All combined | All combined | 307 | 1.2655 | 102.997 | 335.494 | 2 | 17.45
2025-01-31 | 10 | Tauranga (Powerco) | All combined | All combined | 4217 | 4.4728 | 74.357 | 17.633 | 43 | 11.353
2025-01-31 | 11 | Rotorua (Unison Networks) | All combined | All combined | 926 | 2.8165 | 14.732 | 15.909 | 7 | 8.714
2025-01-31 | 12 | Eastern Bay of Plenty (Horizon Energy) | All combined | All combined | 798 | 3.1419 | 66.352 | 83.147 | 9 | 14.567
2025-01-31 | 13 | Taupo (Unison Networks) | All combined | All combined | 519 | 2.8025 | 141.373 | 272.396 | 5 | 8.6
2025-01-31 | 14 | Tairawhiti and Wairoa (Firstlight Network) | All combined | All combined | 742 | 2.8426 | 21.636 | 29.159 | 5 | 7.76
2025-01-31 | 15 | Hawke's Bay (Unison Networks) | All combined | All combined | 3368 | 5.0653 | 34.741 | 10.315 | 33 | 8.576
2025-01-31 | 16 | Central Hawke's Bay (Centralines) | All combined | All combined | 417 | 4.6344 | 2.831 | 6.788 | 2 | 12.5
2025-01-31 | 17 | Southern Hawke's Bay (Scanpower) | All combined | All combined | 94 | 1.3721 | 1.14 | 12.125 | 1 | 20
2025-01-31 | 18 | Wairarapa (Powerco) | All combined | All combined | 1342 | 4.88 | 18.077 | 13.47 | 31 | 9.166
2025-01-31 | 19 | Taranaki (Powerco) | All combined | All combined | 1927 | 3.1454 | 47.26 | 24.525 | 26 | 8.708
2025-01-31 | 20 | Wanganui (Powerco) | All combined | All combined | 916 | 2.6329 | 6.138 | 6.701 | 10 | 10.214
2025-01-31 | 21 | Manawatu (Powerco) | All combined | All combined | 1632 | 2.7976 | 138.393 | 84.8 | 12 | 10.698
2025-01-31 | 22 | Kapiti and Horowhenua (Electra) | All combined | All combined | 1859 | 3.9145 | 48.961 | 26.338 | 23 | 6.483
2025-01-31 | 23 | Wellington (Wellington Electricity) | All combined | All combined | 3493 | 1.9049 | 96.571 | 27.647 | 43 | 7.125
2025-01-31 | 24 | Nelson (Nelson Electricity) | All combined | All combined | 416 | 4.4688 | 4.093 | 9.839 | 4 | 6.3
2025-01-31 | 25 | Tasman (Network Tasman) | All combined | All combined | 2820 | 6.4606 | 60.22 | 21.355 | 30 | 10.777
2025-01-31 | 26 | Marlborough (Marlborough Lines) | All combined | All combined | 1628 | 6.0724 | 30.419 | 18.685 | 20 | 8.185
2025-01-31 | 27 | Buller (Buller Electricity) | All combined | All combined | 57 | 1.1508 | 4.661 | 81.774 | 1 | 7
2025-01-31 | 28 | West Coast (Westpower) | All combined | All combined | 152 | 1.048 | 30.397 | 199.982 | 3 | 8.333
2025-01-31 | 29 | North Canterbury (MainPower NZ) | All combined | All combined | 2439 | 5.4217 | 15.82 | 6.486 | 16 | 5.813
2025-01-31 | 30 | Central Canterbury (Orion New Zealand) | All combined | All combined | 9398 | 4.1278 | 120.367 | 12.808 | 87 | 8.849
2025-01-31 | 31 | Ashburton (Electricity Ashburton) | All combined | All combined | 645 | 3.0498 | 98.917 | 153.36 | 11 | 16.825
2025-01-31 | 32 | South Canterbury (Alpine Energy) | All combined | All combined | 950 | 2.7626 | 14.446 | 15.206 | 4 | 9
2025-01-31 | 33 | Waitaki (Network Waitaki) | All combined | All combined | 314 | 2.3213 | 3.079 | 9.805 | 4 | 7.25
2025-01-31 | 34 | Queenstown (Aurora Energy) | All combined | All combined | 724 | 4.6698 | 7.474 | 10.323 | 11 | 5.653
2025-01-31 | 35 | Central Otago (Aurora Energy) | All combined | All combined | 2089 | 8.2309 | 48.636 | 23.282 | 23 | 7.739
2025-01-31 | 36 | Otago (OtagoNet JV) | All combined | All combined | 380 | 2.4218 | 24.627 | 64.808 | 10 | 5.86
2025-01-31 | 37 | Dunedin (Aurora Energy) | All combined | All combined | 869 | 1.5243 | 124.981 | 143.822 | 15 | 5.6
2025-01-31 | 38 | Southland (The Power Company) | All combined | All combined | 645 | 1.6943 | 125.976 | 195.311 | 6 | 12.547
2025-01-31 | 39 | Invercargill (Electricity Invercargill) | All combined | All combined | 173 | 0.96946 | 1.137 | 6.571 | 2 | 6.38
2025-02-28 | 1 | Bay of Islands (Top Energy) | All combined | All combined | 2324 | 6.6903 | 111 | 47.762 | 23 | 8.887
2025-02-28 | 2 | Whangarei and Kaipara (Northpower) | All combined | All combined | 2965 | 4.6937 | 53.312 | 17.98 | 41 | 8.813
2025-02-28 | 3 | Waitemata (Vector) | All combined | All combined | 6296 | 2.3905 | 60.279 | 9.574 | 59 | 14.761
2025-02-28 | 4 | Auckland (Vector) | All combined | All combined | 6599 | 1.7307 | 77.316 | 11.716 | 66 | 16.842
2025-02-28 | 5 | Counties (Counties Power) | All combined | All combined | 2196 | 4.4477 | 143.863 | 65.511 | 24 | 15.621
2025-02-28 | 6 | Thames Valley (Powerco) | All combined | All combined | 2281 | 2.9963 | 118.323 | 51.873 | 26 | 16.815
2025-02-28 | 7 | Waikato (WEL Networks) | All combined | All combined | 3166 | 3.1466 | 93.837 | 29.639 | 22 | 8.523
2025-02-28 | 8 | Waipa (Waipa Networks) | All combined | All combined | 1448 | 4.8587 | 25.04 | 17.293 | 11 | 13.66
2025-02-28 | 9 | King Country (The Lines Company) | All combined | All combined | 308 | 1.2698 | 103.007 | 334.437 | 1 | 10
2025-02-28 | 10 | Tauranga (Powerco) | All combined | All combined | 4262 | 4.5196 | 74.86 | 17.565 | 46 | 10.791
2025-02-28 | 11 | Rotorua (Unison Networks) | All combined | All combined | 929 | 2.8231 | 14.819 | 15.951 | 4 | 23
2025-02-28 | 12 | Eastern Bay of Plenty (Horizon Energy) | All combined | All combined | 810 | 3.1901 | 66.482 | 82.076 | 12 | 10.667
2025-02-28 | 13 | Taupo (Unison Networks) | All combined | All combined | 523 | 2.8208 | 141.376 | 270.318 | 7 | 8.857
2025-02-28 | 14 | Tairawhiti and Wairoa (Firstlight Network) | All combined | All combined | 757 | 2.8973 | 21.932 | 28.972 | 15 | 19.387
2025-02-28 | 15 | Hawke's Bay (Unison Networks) | All combined | All combined | 3389 | 5.0939 | 34.999 | 10.327 | 26 | 9.412
2025-02-28 | 16 | Central Hawke's Bay (Centralines) | All combined | All combined | 415 | 4.6106 | 2.829 | 6.816 | 1 | 10
2025-02-28 | 17 | Southern Hawke's Bay (Scanpower) | All combined | All combined | 95 | 1.3869 | 1.144 | 12.039 | 1 | 4
2025-02-28 | 18 | Wairarapa (Powerco) | All combined | All combined | 1355 | 4.9241 | 18.22 | 13.447 | 13 | 9.114
2025-02-28 | 19 | Taranaki (Powerco) | All combined | All combined | 1952 | 3.187 | 47.723 | 24.448 | 24 | 18.676
2025-02-28 | 20 | Wanganui (Powerco) | All combined | All combined | 1059 | 2.7876 | 17.593 | 16.613 | 19 | 9.914
2025-02-28 | 21 | Manawatu (Powerco) | All combined | All combined | 1527 | 2.7685 | 127.305 | 83.369 | 19 | 8.775
2025-02-28 | 22 | Kapiti and Horowhenua (Electra) | All combined | All combined | 1895 | 3.9904 | 49.276 | 26.003 | 34 | 9.094
2025-02-28 | 23 | Wellington (Wellington Electricity) | All combined | All combined | 3547 | 1.9347 | 97.035 | 27.357 | 54 | 8.617
2025-02-28 | 24 | Nelson (Nelson Electricity) | All combined | All combined | 423 | 4.5552 | 4.132 | 9.768 | 7 | 5.56
2025-02-28 | 25 | Tasman (Network Tasman) | All combined | All combined | 2854 | 6.5354 | 60.597 | 21.232 | 35 | 7.993
2025-02-28 | 26 | Marlborough (Marlborough Lines) | All combined | All combined | 1638 | 6.1097 | 30.507 | 18.624 | 11 | 7.473
2025-02-28 | 27 | Buller (Buller Electricity) | All combined | All combined | 59 | 1.189 | 4.67 | 79.154 | 2 | 4.5
2025-02-28 | 28 | West Coast (Westpower) | All combined | All combined | 153 | 1.0534 | 30.407 | 198.741 | 1 | 10
2025-02-28 | 29 | North Canterbury (MainPower NZ) | All combined | All combined | 2487 | 5.5225 | 16.196 | 6.512 | 48 | 7.584
2025-02-28 | 30 | Central Canterbury (Orion New Zealand) | All combined | All combined | 9531 | 4.1792 | 121.383 | 12.736 | 133 | 7.135
2025-02-28 | 31 | Ashburton (Electricity Ashburton) | All combined | All combined | 652 | 3.081 | 99.256 | 152.234 | 7 | 48.496
2025-02-28 | 32 | South Canterbury (Alpine Energy) | All combined | All combined | 960 | 2.7927 | 14.534 | 15.14 | 11 | 8.455
2025-02-28 | 33 | Waitaki (Network Waitaki) | All combined | All combined | 318 | 2.3505 | 3.102 | 9.755 | 4 | 5.85
2025-02-28 | 34 | Queenstown (Aurora Energy) | All combined | All combined | 733 | 4.7166 | 7.628 | 10.406 | 9 | 15.556
2025-02-28 | 35 | Central Otago (Aurora Energy) | All combined | All combined | 2134 | 8.3933 | 48.991 | 22.957 | 45 | 7.498
2025-02-28 | 36 | Otago (OtagoNet JV) | All combined | All combined | 388 | 2.4748 | 24.709 | 63.684 | 8 | 10.135
2025-02-28 | 37 | Dunedin (Aurora Energy) | All combined | All combined | 885 | 1.5439 | 125.058 | 141.309 | 16 | 4.825
2025-02-28 | 38 | Southland (The Power Company) | All combined | All combined | 658 | 1.7294 | 126.078 | 191.608 | 13 | 7.051
2025-02-28 | 39 | Invercargill (Electricity Invercargill) | All combined | All combined | 173 | 0.96957 | 1.14 | 6.589 | 0
2025-03-31 | 1 | Bay of Islands (Top Energy) | All combined | All combined | 2338 | 6.7271 | 111.094 | 47.517 | 15 | 6.077
2025-03-31 | 2 | Whangarei and Kaipara (Northpower) | All combined | All combined | 2992 | 4.7344 | 53.596 | 17.913 | 28 | 10.234
2025-03-31 | 3 | Waitemata (Vector) | All combined | All combined | 6362 | 2.4118 | 60.99 | 9.587 | 61 | 10.798
2025-03-31 | 4 | Auckland (Vector) | All combined | All combined | 6649 | 1.7411 | 87.809 | 13.206 | 54 | 194.348
2025-03-31 | 5 | Counties (Counties Power) | All combined | All combined | 2219 | 4.4827 | 144.039 | 64.912 | 24 | 7.513
2025-03-31 | 6 | Thames Valley (Powerco) | All combined | All combined | 2323 | 3.0492 | 121.454 | 52.283 | 42 | 72.242
2025-03-31 | 7 | Waikato (WEL Networks) | All combined | All combined | 3195 | 3.174 | 94.193 | 29.481 | 29 | 12.379
2025-03-31 | 8 | Waipa (Waipa Networks) | All combined | All combined | 1461 | 4.8999 | 25.311 | 17.324 | 14 | 17.241
2025-03-31 | 9 | King Country (The Lines Company) | All combined | All combined | 314 | 1.2945 | 103.066 | 328.237 | 6 | 9.947
2025-03-31 | 10 | Tauranga (Powerco) | All combined | All combined | 4308 | 4.5653 | 75.363 | 17.494 | 48 | 10.417
2025-03-31 | 11 | Rotorua (Unison Networks) | All combined | All combined | 940 | 2.8521 | 14.903 | 15.855 | 10 | 7.94
2025-03-31 | 12 | Eastern Bay of Plenty (Horizon Energy) | All combined | All combined | 825 | 3.25 | 66.613 | 80.743 | 15 | 8.733
2025-03-31 | 13 | Taupo (Unison Networks) | All combined | All combined | 532 | 2.8662 | 141.431 | 265.848 | 9 | 6.078
2025-03-31 | 14 | Tairawhiti and Wairoa (Firstlight Network) | All combined | All combined | 766 | 2.9306 | 22.035 | 28.766 | 10 | 10.66
2025-03-31 | 15 | Hawke's Bay (Unison Networks) | All combined | All combined | 3424 | 5.1433 | 35.629 | 10.406 | 34 | 16.313
2025-03-31 | 16 | Central Hawke's Bay (Centralines) | All combined | All combined | 425 | 4.7185 | 2.918 | 6.865 | 10 | 8.9
2025-03-31 | 17 | Southern Hawke's Bay (Scanpower) | All combined | All combined | 96 | 1.4013 | 1.147 | 11.945 | 1 | 3
2025-03-31 | 18 | Wairarapa (Powerco) | All combined | All combined | 1378 | 5.0022 | 22.207 | 16.115 | 23 | 173.219
2025-03-31 | 19 | Taranaki (Powerco) | All combined | All combined | 1978 | 3.2287 | 48.122 | 24.329 | 27 | 14.987
2025-03-31 | 20 | Wanganui (Powerco) | All combined | All combined | 947 | 2.7223 | 16.903 | 17.849 | 12 | 8.046
2025-03-31 | 21 | Manawatu (Powerco) | All combined | All combined | 1675 | 2.8668 | 128.337 | 76.619 | 23 | 8.658
2025-03-31 | 22 | Kapiti and Horowhenua (Electra) | All combined | All combined | 1920 | 4.0378 | 49.458 | 25.76 | 24 | 7.191
2025-03-31 | 23 | Wellington (Wellington Electricity) | All combined | All combined | 3595 | 1.9616 | 98.375 | 27.364 | 49 | 27.423
2025-03-31 | 24 | Nelson (Nelson Electricity) | All combined | All combined | 428 | 4.6101 | 4.161 | 9.723 | 6 | 5.5
2025-03-31 | 25 | Tasman (Network Tasman) | All combined | All combined | 2897 | 6.6317 | 61.986 | 21.397 | 44 | 13.32
2025-03-31 | 26 | Marlborough (Marlborough Lines) | All combined | All combined | 1664 | 6.209 | 31.145 | 18.717 | 24 | 6.711
2025-03-31 | 27 | Buller (Buller Electricity) | All combined | All combined | 61 | 1.2311 | 4.698 | 77.019 | 3 | 11.013
2025-03-31 | 28 | West Coast (Westpower) | All combined | All combined | 163 | 1.1218 | 30.737 | 188.568 | 10 | 32.42
2025-03-31 | 29 | North Canterbury (MainPower NZ) | All combined | All combined | 2537 | 5.627 | 16.516 | 6.51 | 51 | 6.325
2025-03-31 | 30 | Central Canterbury (Orion New Zealand) | All combined | All combined | 9647 | 4.2218 | 122.284 | 12.676 | 118 | 7.39
2025-03-31 | 31 | Ashburton (Electricity Ashburton) | All combined | All combined | 662 | 3.1219 | 99.453 | 150.232 | 11 | 6.909
2025-03-31 | 32 | South Canterbury (Alpine Energy) | All combined | All combined | 977 | 2.8398 | 14.662 | 15.007 | 16 | 7.669
2025-03-31 | 33 | Waitaki (Network Waitaki) | All combined | All combined | 321 | 2.3725 | 3.124 | 9.733 | 4 | 6.75
2025-03-31 | 34 | Queenstown (Aurora Energy) | All combined | All combined | 745 | 4.7824 | 7.705 | 10.342 | 12 | 6.277
2025-03-31 | 35 | Central Otago (Aurora Energy) | All combined | All combined | 2169 | 8.5032 | 49.31 | 22.734 | 34 | 9.131
2025-03-31 | 36 | Otago (OtagoNet JV) | All combined | All combined | 395 | 2.5183 | 24.752 | 62.663 | 7 | 6.117
2025-03-31 | 37 | Dunedin (Aurora Energy) | All combined | All combined | 900 | 1.5698 | 125.167 | 139.075 | 14 | 7.707
2025-03-31 | 38 | Southland (The Power Company) | All combined | All combined | 672 | 1.7647 | 126.225 | 187.835 | 13 | 10.985
2025-03-31 | 39 | Invercargill (Electricity Invercargill) | All combined | All combined | 174 | 0.97468 | 1.202 | 6.907 | 0
2025-04-30 | 1 | Bay of Islands (Top Energy) | All combined | All combined | 2362 | 6.7946 | 111.225 | 47.089 | 24 | 5.262
2025-04-30 | 2 | Whangarei and Kaipara (Northpower) | All combined | All combined | 3015 | 4.7688 | 53.766 | 17.833 | 27 | 6.942
2025-04-30 | 3 | Waitemata (Vector) | All combined | All combined | 6407 | 2.4264 | 61.429 | 9.588 | 48 | 9.198
2025-04-30 | 4 | Auckland (Vector) | All combined | All combined | 6715 | 1.757 | 88.594 | 13.193 | 70 | 11.506
2025-04-30 | 5 | Counties (Counties Power) | All combined | All combined | 2238 | 4.5125 | 144.156 | 64.413 | 19 | 6.547
2025-04-30 | 6 | Thames Valley (Powerco) | All combined | All combined | 2347 | 3.0803 | 121.817 | 51.903 | 24 | 15.116
2025-04-30 | 7 | Waikato (WEL Networks) | All combined | All combined | 3218 | 3.1928 | 94.492 | 29.364 | 24 | 13.125
2025-04-30 | 8 | Waipa (Waipa Networks) | All combined | All combined | 1482 | 4.963 | 25.663 | 17.317 | 21 | 17.061
2025-04-30 | 9 | King Country (The Lines Company) | All combined | All combined | 320 | 1.3203 | 103.106 | 322.207 | 6 | 6.667
2025-04-30 | 10 | Tauranga (Powerco) | All combined | All combined | 4348 | 4.603 | 75.724 | 17.416 | 40 | 8.919
2025-04-30 | 11 | Rotorua (Unison Networks) | All combined | All combined | 947 | 2.8702 | 14.954 | 15.791 | 7 | 7.286
2025-04-30 | 12 | Eastern Bay of Plenty (Horizon Energy) | All combined | All combined | 838 | 3.3005 | 66.739 | 79.64 | 13 | 9.685
2025-04-30 | 13 | Taupo (Unison Networks) | All combined | All combined | 540 | 2.907 | 141.485 | 262.009 | 8 | 6.75
2025-04-30 | 14 | Tairawhiti and Wairoa (Firstlight Network) | All combined | All combined | 772 | 2.9508 | 22.081 | 28.602 | 5 | 8
2025-04-30 | 15 | Hawke's Bay (Unison Networks) | All combined | All combined | 3450 | 5.1825 | 35.944 | 10.419 | 28 | 10.536
2025-04-30 | 16 | Central Hawke's Bay (Centralines) | All combined | All combined | 433 | 4.8015 | 2.986 | 6.897 | 7 | 9.5
2025-04-30 | 17 | Southern Hawke's Bay (Scanpower) | All combined | All combined | 95 | 1.3848 | 1.143 | 12.032 | 0
2025-04-30 | 18 | Wairarapa (Powerco) | All combined | All combined | 1400 | 5.0813 | 22.439 | 16.028 | 22 | 10.44
2025-04-30 | 19 | Taranaki (Powerco) | All combined | All combined | 2007 | 3.2757 | 48.328 | 24.08 | 29 | 7.019
2025-04-30 | 20 | Wanganui (Powerco) | All combined | All combined | 954 | 2.7426 | 16.965 | 17.783 | 9 | 7.728
2025-04-30 | 21 | Manawatu (Powerco) | All combined | All combined | 1690 | 2.8917 | 128.45 | 76.006 | 16 | 6.81
2025-04-30 | 22 | Kapiti and Horowhenua (Electra) | All combined | All combined | 1938 | 4.0744 | 49.59 | 25.588 | 17 | 7.376
2025-04-30 | 23 | Wellington (Wellington Electricity) | All combined | All combined | 3637 | 1.984 | 98.749 | 27.151 | 43 | 8.429
2025-04-30 | 24 | Nelson (Nelson Electricity) | All combined | All combined | 431 | 4.6459 | 4.181 | 9.7 | 2 | 8
2025-04-30 | 25 | Tasman (Network Tasman) | All combined | All combined | 2930 | 6.7025 | 62.862 | 21.455 | 33 | 26.062
2025-04-30 | 26 | Marlborough (Marlborough Lines) | All combined | All combined | 1679 | 6.2588 | 31.141 | 18.548 | 15 | 7.608
2025-04-30 | 27 | Buller (Buller Electricity) | All combined | All combined | 64 | 1.2898 | 4.716 | 73.69 | 3 | 6
2025-04-30 | 28 | West Coast (Westpower) | All combined | All combined | 166 | 1.1425 | 30.765 | 185.328 | 3 | 9.333
2025-04-30 | 29 | North Canterbury (MainPower NZ) | All combined | All combined | 2565 | 5.6838 | 16.707 | 6.513 | 29 | 6.648
2025-04-30 | 30 | Central Canterbury (Orion New Zealand) | All combined | All combined | 9766 | 4.2678 | 123.853 | 12.682 | 117 | 7.606
2025-04-30 | 31 | Ashburton (Electricity Ashburton) | All combined | All combined | 679 | 3.2007 | 99.728 | 146.875 | 17 | 15.561
2025-04-30 | 32 | South Canterbury (Alpine Energy) | All combined | All combined | 990 | 2.8769 | 14.761 | 14.91 | 15 | 6.857
2025-04-30 | 33 | Waitaki (Network Waitaki) | All combined | All combined | 324 | 2.3956 | 3.14 | 9.69 | 3 | 5.173
2025-04-30 | 34 | Queenstown (Aurora Energy) | All combined | All combined | 757 | 4.8557 | 7.793 | 10.294 | 12 | 7.333
2025-04-30 | 35 | Central Otago (Aurora Energy) | All combined | All combined | 2208 | 8.6422 | 49.642 | 22.483 | 39 | 8.461
2025-04-30 | 36 | Otago (OtagoNet JV) | All combined | All combined | 398 | 2.5384 | 24.773 | 62.244 | 3 | 8.667
2025-04-30 | 37 | Dunedin (Aurora Energy) | All combined | All combined | 913 | 1.5918 | 125.241 | 137.176 | 13 | 5.689
2025-04-30 | 38 | Southland (The Power Company) | All combined | All combined | 680 | 1.7855 | 126.286 | 185.715 | 8 | 7.625
2025-04-30 | 39 | Invercargill (Electricity Invercargill) | All combined | All combined | 183 | 1.0248 | 1.248 | 6.822 | 9 | 5.178
2025-05-31 | 1 | Bay of Islands (Top Energy) | All combined | All combined | 2385 | 6.86 | 131.379 | 55.086 | 25 | 806.246
2025-05-31 | 2 | Whangarei and Kaipara (Northpower) | All combined | All combined | 3050 | 4.8177 | 54.056 | 17.723 | 35 | 8.278
2025-05-31 | 3 | Waitemata (Vector) | All combined | All combined | 6461 | 2.4434 | 61.869 | 9.576 | 56 | 7.838
2025-05-31 | 4 | Auckland (Vector) | All combined | All combined | 6789 | 1.774 | 90.905 | 13.39 | 75 | 30.681
2025-05-31 | 5 | Counties (Counties Power) | All combined | All combined | 2268 | 4.5637 | 144.53 | 63.726 | 30 | 12.514
2025-05-31 | 6 | Thames Valley (Powerco) | All combined | All combined | 2382 | 3.1232 | 122.31 | 51.348 | 34 | 14.378
2025-05-31 | 7 | Waikato (WEL Networks) | All combined | All combined | 3245 | 3.2163 | 94.797 | 29.213 | 24 | 11.071
2025-05-31 | 8 | Waipa (Waipa Networks) | All combined | All combined | 1501 | 5.0189 | 26.154 | 17.425 | 20 | 23.689
2025-05-31 | 9 | King Country (The Lines Company) | All combined | All combined | 322 | 1.3274 | 103.116 | 320.237 | 2 | 5
2025-05-31 | 10 | Tauranga (Powerco) | All combined | All combined | 4397 | 4.6525 | 76.196 | 17.329 | 51 | 9.198
2025-05-31 | 11 | Rotorua (Unison Networks) | All combined | All combined | 960 | 2.9031 | 15.061 | 15.689 | 13 | 8.231
2025-05-31 | 12 | Eastern Bay of Plenty (Horizon Energy) | All combined | All combined | 854 | 3.3606 | 66.848 | 78.276 | 16 | 6.813
2025-05-31 | 13 | Taupo (Unison Networks) | All combined | All combined | 547 | 2.941 | 141.532 | 258.742 | 7 | 6.703
2025-05-31 | 14 | Tairawhiti and Wairoa (Firstlight Network) | All combined | All combined | 773 | 2.9549 | 22.099 | 28.588 | 2 | 8.5
2025-05-31 | 15 | Hawke's Bay (Unison Networks) | All combined | All combined | 3496 | 5.246 | 36.316 | 10.388 | 45 | 8.012
2025-05-31 | 16 | Central Hawke's Bay (Centralines) | All combined | All combined | 438 | 4.864 | 3.038 | 6.936 | 5 | 9.584
2025-05-31 | 17 | Southern Hawke's Bay (Scanpower) | All combined | All combined | 97 | 1.4152 | 1.155 | 11.905 | 1 | 8
2025-05-31 | 18 | Wairarapa (Powerco) | All combined | All combined | 1418 | 5.1453 | 22.601 | 15.939 | 18 | 7.984
2025-05-31 | 19 | Taranaki (Powerco) | All combined | All combined | 2041 | 3.3306 | 48.909 | 23.963 | 35 | 7.84
2025-05-31 | 20 | Wanganui (Powerco) | All combined | All combined | 964 | 2.7709 | 17.037 | 17.673 | 9 | 8.184
2025-05-31 | 21 | Manawatu (Powerco) | All combined | All combined | 1710 | 2.925 | 128.653 | 75.236 | 20 | 10.048
2025-05-31 | 22 | Kapiti and Horowhenua (Electra) | All combined | All combined | 1959 | 4.1167 | 49.866 | 25.455 | 21 | 13.157
2025-05-31 | 23 | Wellington (Wellington Electricity) | All combined | All combined | 3700 | 2.018 | 99.209 | 26.813 | 63 | 7.3
2025-05-31 | 24 | Nelson (Nelson Electricity) | All combined | All combined | 436 | 4.7018 | 4.221 | 9.681 | 5 | 8
2025-05-31 | 25 | Tasman (Network Tasman) | All combined | All combined | 2981 | 6.8151 | 64.091 | 21.5 | 51 | 23.649
2025-05-31 | 26 | Marlborough (Marlborough Lines) | All combined | All combined | 1697 | 6.3415 | 31.328 | 18.461 | 19 | 7.791
2025-05-31 | 27 | Buller (Buller Electricity) | All combined | All combined | 64 | 1.2911 | 4.716 | 73.69 | 0
2025-05-31 | 28 | West Coast (Westpower) | All combined | All combined | 171 | 1.1758 | 30.799 | 180.108 | 5 | 6.8
2025-05-31 | 29 | North Canterbury (MainPower NZ) | All combined | All combined | 2593 | 5.7405 | 16.934 | 6.531 | 28 | 7.296
2025-05-31 | 30 | Central Canterbury (Orion New Zealand) | All combined | All combined | 9880 | 4.311 | 124.935 | 12.645 | 119 | 9.611
2025-05-31 | 31 | Ashburton (Electricity Ashburton) | All combined | All combined | 685 | 3.2269 | 99.772 | 145.652 | 6 | 7.277
2025-05-31 | 32 | South Canterbury (Alpine Energy) | All combined | All combined | 1001 | 2.9095 | 14.934 | 14.919 | 12 | 12.333
2025-05-31 | 33 | Waitaki (Network Waitaki) | All combined | All combined | 327 | 2.4172 | 3.156 | 9.65 | 3 | 5.333
2025-05-31 | 34 | Queenstown (Aurora Energy) | All combined | All combined | 773 | 4.9539 | 7.882 | 10.197 | 16 | 5.519
2025-05-31 | 35 | Central Otago (Aurora Energy) | All combined | All combined | 2253 | 8.8056 | 50.162 | 22.264 | 45 | 10.437
2025-05-31 | 36 | Otago (OtagoNet JV) | All combined | All combined | 407 | 2.5962 | 24.973 | 61.358 | 10 | 21.104
2025-05-31 | 37 | Dunedin (Aurora Energy) | All combined | All combined | 924 | 1.6103 | 125.296 | 135.602 | 11 | 5
2025-05-31 | 38 | Southland (The Power Company) | All combined | All combined | 693 | 1.8176 | 126.379 | 182.365 | 13 | 7.213
2025-05-31 | 39 | Invercargill (Electricity Invercargill) | All combined | All combined | 184 | 1.0305 | 1.256 | 6.828 | 1 | 7.92
2025-06-30 | 1 | Bay of Islands (Top Energy) | All combined | All combined | 2408 | 6.9251 | 131.555 | 54.633 | 22 | 7.839
2025-06-30 | 2 | Whangarei and Kaipara (Northpower) | All combined | All combined | 3081 | 4.8623 | 54.399 | 17.656 | 29 | 11.813
2025-06-30 | 3 | Waitemata (Vector) | All combined | All combined | 6503 | 2.457 | 62.264 | 9.575 | 44 | 8.841
2025-06-30 | 4 | Auckland (Vector) | All combined | All combined | 6825 | 1.7816 | 91.78 | 13.448 | 41 | 21.805
2025-06-30 | 5 | Counties (Counties Power) | All combined | All combined | 2288 | 4.5964 | 144.708 | 63.247 | 21 | 8.567
2025-06-30 | 6 | Thames Valley (Powerco) | All combined | All combined | 2405 | 3.1514 | 122.774 | 51.05 | 27 | 17.78
2025-06-30 | 7 | Waikato (WEL Networks) | All combined | All combined | 3266 | 3.2338 | 95.023 | 29.095 | 19 | 11.421
2025-06-30 | 8 | Waipa (Waipa Networks) | All combined | All combined | 1517 | 5.0671 | 26.477 | 17.453 | 15 | 20.223
2025-06-30 | 9 | King Country (The Lines Company) | All combined | All combined | 328 | 1.3515 | 103.146 | 314.47 | 6 | 5
2025-06-30 | 10 | Tauranga (Powerco) | All combined | All combined | 4436 | 4.6916 | 76.605 | 17.269 | 37 | 10.15
2025-06-30 | 11 | Rotorua (Unison Networks) | All combined | All combined | 968 | 2.9217 | 15.116 | 15.616 | 8 | 6.825
2025-06-30 | 12 | Eastern Bay of Plenty (Horizon Energy) | All combined | All combined | 872 | 3.434 | 67.013 | 76.85 | 18 | 9.056
2025-06-30 | 13 | Taupo (Unison Networks) | All combined | All combined | 552 | 2.9669 | 141.621 | 256.559 | 5 | 16.8
2025-06-30 | 14 | Tairawhiti and Wairoa (Firstlight Network) | All combined | All combined | 775 | 2.9582 | 22.114 | 28.534 | 2 | 7.5
2025-06-30 | 15 | Hawke's Bay (Unison Networks) | All combined | All combined | 3519 | 5.2802 | 36.659 | 10.417 | 22 | 11.069
2025-06-30 | 16 | Central Hawke's Bay (Centralines) | All combined | All combined | 444 | 4.9224 | 3.249 | 7.318 | 6 | 35.167
2025-06-30 | 17 | Southern Hawke's Bay (Scanpower) | All combined | All combined | 97 | 1.4138 | 1.155 | 11.905 | 0
2025-06-30 | 18 | Wairarapa (Powerco) | All combined | All combined | 1438 | 5.2141 | 22.788 | 15.847 | 21 | 9.03
2025-06-30 | 19 | Taranaki (Powerco) | All combined | All combined | 2061 | 3.3624 | 49.078 | 23.813 | 20 | 8.461
2025-06-30 | 20 | Wanganui (Powerco) | All combined | All combined | 971 | 2.7913 | 17.083 | 17.594 | 9 | 6.856
2025-06-30 | 21 | Manawatu (Powerco) | All combined | All combined | 1728 | 2.954 | 128.874 | 74.58 | 18 | 12.274
2025-06-30 | 22 | Kapiti and Horowhenua (Electra) | All combined | All combined | 1982 | 4.166 | 50.038 | 25.246 | 24 | 7.266
2025-06-30 | 23 | Wellington (Wellington Electricity) | All combined | All combined | 3744 | 2.0406 | 99.552 | 26.59 | 44 | 7.702
2025-06-30 | 24 | Nelson (Nelson Electricity) | All combined | All combined | 444 | 4.7835 | 4.277 | 9.632 | 8 | 6.975
2025-06-30 | 25 | Tasman (Network Tasman) | All combined | All combined | 3017 | 6.8955 | 64.812 | 21.482 | 37 | 20.582
2025-06-30 | 26 | Marlborough (Marlborough Lines) | All combined | All combined | 1705 | 6.3558 | 31.543 | 18.5 | 9 | 10.207
2025-06-30 | 27 | Buller (Buller Electricity) | All combined | All combined | 65 | 1.3071 | 4.723 | 72.664 | 1 | 7
2025-06-30 | 28 | West Coast (Westpower) | All combined | All combined | 176 | 1.209 | 30.844 | 175.247 | 6 | 8.833
2025-06-30 | 29 | North Canterbury (MainPower NZ) | All combined | All combined | 2617 | 5.79 | 17.073 | 6.524 | 25 | 5.78
2025-06-30 | 30 | Central Canterbury (Orion New Zealand) | All combined | All combined | 9991 | 4.3522 | 125.605 | 12.572 | 116 | 7.609
2025-06-30 | 31 | Ashburton (Electricity Ashburton) | All combined | All combined | 694 | 3.2679 | 100.123 | 144.27 | 9 | 39.061
2025-06-30 | 32 | South Canterbury (Alpine Energy) | All combined | All combined | 1007 | 2.9268 | 14.98 | 14.876 | 4 | 8
2025-06-30 | 33 | Waitaki (Network Waitaki) | All combined | All combined | 330 | 2.4369 | 3.182 | 9.642 | 3 | 8.667
2025-06-30 | 34 | Queenstown (Aurora Energy) | All combined | All combined | 782 | 4.9997 | 7.952 | 10.169 | 9 | 7.2
2025-06-30 | 35 | Central Otago (Aurora Energy) | All combined | All combined | 2283 | 8.9058 | 50.451 | 22.099 | 30 | 9.488
2025-06-30 | 36 | Otago (OtagoNet JV) | All combined | All combined | 414 | 2.6413 | 25.028 | 60.453 | 6 | 7.5
2025-06-30 | 37 | Dunedin (Aurora Energy) | All combined | All combined | 941 | 1.6386 | 125.384 | 133.246 | 17 | 5.171
2025-06-30 | 38 | Southland (The Power Company) | All combined | All combined | 701 | 1.8392 | 126.453 | 180.389 | 8 | 9.34
2025-06-30 | 39 | Invercargill (Electricity Invercargill) | All combined | All combined | 188 | 1.0532 | 1.277 | 6.794 | 3 | 5.333
2025-07-31 | 1 | Bay of Islands (Top Energy) | All combined | All combined | 2425 | 6.9712 | 131.65 | 54.289 | 19 | 5.239
2025-07-31 | 2 | Whangarei and Kaipara (Northpower) | All combined | All combined | 3086 | 4.871 | 54.45 | 17.644 | 6 | 8.88
2025-07-31 | 3 | Waitemata (Vector) | All combined | All combined | 6525 | 2.4643 | 62.478 | 9.575 | 26 | 8.307
2025-07-31 | 4 | Auckland (Vector) | All combined | All combined | 6859 | 1.7892 | 92.164 | 13.437 | 37 | 10.562
2025-07-31 | 5 | Counties (Counties Power) | All combined | All combined | 2310 | 4.6358 | 144.854 | 62.707 | 21 | 6.905
2025-07-31 | 6 | Thames Valley (Powerco) | All combined | All combined | 2402 | 3.1474 | 122.535 | 51.014 | 12 | 12.688
2025-07-31 | 7 | Waikato (WEL Networks) | All combined | All combined | 3272 | 3.2391 | 95.116 | 29.07 | 9 | 11.222
2025-07-31 | 8 | Waipa (Waipa Networks) | All combined | All combined | 1520 | 5.0736 | 26.544 | 17.463 | 4 | 17.59
2025-07-31 | 9 | King Country (The Lines Company) | All combined | All combined | 328 | 1.3527 | 103.146 | 314.47 | 0
2025-07-31 | 10 | Tauranga (Powerco) | All combined | All combined | 4448 | 4.7024 | 76.755 | 17.256 | 11 | 12.762
2025-07-31 | 11 | Rotorua (Unison Networks) | All combined | All combined | 975 | 2.943 | 15.174 | 15.564 | 9 | 7
2025-07-31 | 12 | Eastern Bay of Plenty (Horizon Energy) | All combined | All combined | 880 | 3.464 | 67.079 | 76.226 | 8 | 8.188
2025-07-31 | 13 | Taupo (Unison Networks) | All combined | All combined | 556 | 2.9884 | 141.652 | 254.769 | 5 | 7.2
2025-07-31 | 14 | Tairawhiti and Wairoa (Firstlight Network) | All combined | All combined | 775 | 2.9606 | 22.114 | 28.534 | 0
2025-07-31 | 15 | Hawke's Bay (Unison Networks) | All combined | All combined | 3536 | 5.3042 | 36.812 | 10.411 | 19 | 8.403
2025-07-31 | 16 | Central Hawke's Bay (Centralines) | All combined | All combined | 448 | 4.9601 | 3.29 | 7.344 | 3 | 12
2025-07-31 | 17 | Southern Hawke's Bay (Scanpower) | All combined | All combined | 97 | 1.4146 | 1.155 | 11.905 | 0
2025-07-31 | 18 | Wairarapa (Powerco) | All combined | All combined | 1439 | 5.2172 | 22.793 | 15.839 | 1 | 5
2025-07-31 | 19 | Taranaki (Powerco) | All combined | All combined | 2068 | 3.3754 | 49.11 | 23.747 | 10 | 4.944
2025-07-31 | 20 | Wanganui (Powerco) | All combined | All combined | 973 | 2.7984 | 17.101 | 17.575 | 3 | 7.667
2025-07-31 | 21 | Manawatu (Powerco) | All combined | All combined | 1731 | 2.9574 | 128.941 | 74.49 | 5 | 11.808
2025-07-31 | 22 | Kapiti and Horowhenua (Electra) | All combined | All combined | 1996 | 4.1934 | 50.161 | 25.131 | 14 | 8.424
2025-07-31 | 23 | Wellington (Wellington Electricity) | All combined | All combined | 3803 | 2.0728 | 99.96 | 26.285 | 59 | 6.908
2025-07-31 | 24 | Nelson (Nelson Electricity) | All combined | All combined | 450 | 4.8434 | 4.305 | 9.567 | 6 | 4.733
2025-07-31 | 25 | Tasman (Network Tasman) | All combined | All combined | 6 | 0.01371 | 39.424 | 6570.613 | 0
2025-07-31 | 26 | Marlborough (Marlborough Lines) | All combined | All combined | 1726 | 6.4309 | 31.876 | 18.468 | 19 | 16.345
2025-07-31 | 27 | Buller (Buller Electricity) | All combined | All combined | 65 | 1.3047 | 4.723 | 72.664 | 0
2025-07-31 | 28 | West Coast (Westpower) | All combined | All combined | 180 | 1.2348 | 30.879 | 171.547 | 4 | 8.75
2025-07-31 | 29 | North Canterbury (MainPower NZ) | All combined | All combined | 2720 | 6.0129 | 18.092 | 6.651 | 103 | 9.694
2025-07-31 | 30 | Central Canterbury (Orion New Zealand) | All combined | All combined | 10037 | 4.3653 | 126.192 | 12.573 | 63 | 8.97
2025-07-31 | 31 | Ashburton (Electricity Ashburton) | All combined | All combined | 701 | 3.2987 | 100.224 | 142.973 | 8 | 12.219
2025-07-31 | 32 | South Canterbury (Alpine Energy) | All combined | All combined | 1021 | 2.9666 | 15.098 | 14.788 | 16 | 7.594
2025-07-31 | 33 | Waitaki (Network Waitaki) | All combined | All combined | 331 | 2.447 | 3.184 | 9.621 | 2 | 5
2025-07-31 | 34 | Queenstown (Aurora Energy) | All combined | All combined | 799 | 5.0989 | 8.049 | 10.074 | 17 | 5.706
2025-07-31 | 35 | Central Otago (Aurora Energy) | All combined | All combined | 2310 | 8.9897 | 50.553 | 21.884 | 28 | 6.119
2025-07-31 | 36 | Otago (OtagoNet JV) | All combined | All combined | 422 | 2.6905 | 25.172 | 59.649 | 8 | 18.025
2025-07-31 | 37 | Dunedin (Aurora Energy) | All combined | All combined | 949 | 1.6516 | 125.446 | 132.188 | 9 | 5.667
2025-07-31 | 38 | Southland (The Power Company) | All combined | All combined | 710 | 1.8616 | 126.571 | 178.269 | 10 | 12.147
2025-07-31 | 39 | Invercargill (Electricity Invercargill) | All combined | All combined | 192 | 1.0743 | 1.303 | 6.784 | 3 | 7.833

## Model Description
Model Description
Model Description
The DGPP Consumer Impact Analysis File estimates the impact of allocating certain distribution and transmission costs (which are currently allocated only to offtake customers due to the existing distribution pricing principles) to injection connections. This analysis is indicative, based on what could have been allocated had the proposal applied in recent years.
Under the proposed wider definition of 'incremental cost', certain distribution and transmission costs could be reallocated to injection connections.
This would result in slightly lower costs for all other connections.
| There are four costs that are reallocated under this analysis are: |  |  | Distribution Vegetation Management Costs
Distribution Routine and Corrective Maintenance and Inspection Costs
Distribution Service Interruptions Costs
Transmission Benefit Based Charges (where these relate to injection, excluding those related to adjustment events)
Distribution costs and the total number of ICPs are sourced from the ComCom's ID database based on the 2024 financial year.
Transmission cost data is sourced from the TPM cost data provided by Transpower for 2025 pricing year.
The number of injection connections greater than 10 kW is sourced from the Registry. We have needed to assume that all ICPs with more than 10 kW of injection capacity are injection-only connections, and all ICPs other ICPs are predominantly offtake connections.
In each of the "Analysis Vege Mngmt", "Analysis R&C Maintenance" and "Analysis Service Interruption" sheets, we determined the amount of each type of distribution cost that could be allocated away from offtake connections to injection connections under the proposal:
| 1 | In column F, we calculated the average cost per offtake connection under the status quo (based on total cost divided by the total number of ICPs, excluding ICPs with more than 10 kW of injection capacity).
| 2 | In column K, we calculated what the average cost per connection would have been if these costs were spread evenly across all ICPs (ie, including those with more than 10 kW of injection capacity).
| 3 | In column L, we calculated the difference between these averages, which represents the annual saving per offtake connection from sharing these costs with injection connections.
To determine the amount of TPM charges that could be allocated away from offtake connections to injection connections under the proposal:
| 1 | The full TPM charge data (see "TPM All Customer Charges" sheet) was filtered to only include charges related to injection (ie, where the 'load type' column equals 'INJ'), with the filtered version being copied to the "Injection TPM charges" sheet.
| 2 | In column J of the "Injection TPM charges" sheet, we identified non-EDB customers with an 'X'. Benefit-based charges for EDB customers (those without an 'X') were added to column 'M'. Transmission charges for our analysis excludes connection charges (as these would not typically be allocated to injection connections under the proposal) and residual charges and transitional cap recovery charges (as these are not allocated to injection).
| 3 | In the "BBC adjustments" sheet, we identified the three BBC adjustments resulting from new embedded generation connecting to the distributor in the previous pricing year (which we assume are already allocated to injection connections). We calculated the increase in the relevant EDB's non-Appendix A BBCs based on the change in allocation and the covered cost for the relevant pricing year for each relevant asset.
| 4 | In column O of the "Injection TPM charges" sheet, we calculated the injection-related BBCs that could be reallocated to injection connections under the proposal by taking the total injection-related BBCs from column M less the BBC adjustment amount from column N.
| 5 | In columns R:X of the "Injection TPM charges" sheet, the re-allocable BBCs for each node are aggregated by their respective EDB, and the amount per offtake ICP that could be saved by reallocating these costs to injection connections is calculated dividing this figure by the total number of offtake ICPs.
For each of the four cost reallocations (taken from the "Analysis Vege Mngmt", "Analysis R&C Maintenance", "Analysis Service Interruption" and "Injection TPM charges" sheets), the "Model Results Summary" sheet shows the:
Total charge reallocation (across all distributors)
Average charge reallocation per ICP (across all distributors)
Average charge reallocation per ICP (for each individual distributor)
The other sheets in this document contain source data from the ComCom ID database, the Registry, or Transpower.
| The ComCom data files are: |  | ComCom DB | The Registry data files are: | Registry DG MW - > 10kW | The Transpower data files are: | TPM All Customer Charges
ComCom Total ICPs
ComCom $ Vege Management
ComCom $ R&C Maintenance
ComCom $ Service Interruptions

## DG Installations - All (hidden)
edb | network | disc_yr | sch_ref | section | category | sub_category | description | obs_yr | fcast_yr | units | value | text_input | sect_no | source | schedule | version
Alpine Energy | All | 2024 | 30 | 9e(i): Consumer Connections and Decommissionings | Distributed generation |  | Number of connections made in year | 2024 |  | No. | 144 |  | 9.51 | Year end | SCHEDULE 9e: REPORT ON NETWORK DEMAND | 2024.09.1
Aurora Energy | All | 2024 | 30 | 9e(i): Consumer Connections and Decommissionings | Distributed generation |  | Number of connections made in year | 2024 |  | No. | 660 |  | 9.51 | Year end | SCHEDULE 9e: REPORT ON NETWORK DEMAND | 2024.09.1
Buller Electricity | All | 2024 | 30 | 9e(i): Consumer Connections and Decommissionings | Distributed generation |  | Number of connections made in year | 2024 |  | No. | 13 |  | 9.51 | Year end | SCHEDULE 9e: REPORT ON NETWORK DEMAND | 2024.09.1
Centralines | All | 2024 | 30 | 9e(i): Consumer Connections and Decommissionings | Distributed generation |  | Number of connections made in year | 2024 |  | No. | 54 |  | 9.51 | Year end | SCHEDULE 9e: REPORT ON NETWORK DEMAND | 2024.09.1
Counties Energy | All | 2024 | 30 | 9e(i): Consumer Connections and Decommissionings | Distributed generation |  | Number of connections made in year | 2024 |  | No. | 367 |  | 9.51 | Year end | SCHEDULE 9e: REPORT ON NETWORK DEMAND | 2024.09.1
EA Networks | All | 2024 | 30 | 9e(i): Consumer Connections and Decommissionings | Distributed generation |  | Number of connections made in year | 2024 |  | No. | 105 |  | 9.51 | Year end | SCHEDULE 9e: REPORT ON NETWORK DEMAND | 2024.09.1
Electra | All | 2024 | 30 | 9e(i): Consumer Connections and Decommissionings | Distributed generation |  | Number of connections made in year | 2024 |  | No. | 291 |  | 9.51 | Year end | SCHEDULE 9e: REPORT ON NETWORK DEMAND | 2024.09.1
Electricity Invercargill | All | 2024 | 30 | 9e(i): Consumer Connections and Decommissionings | Distributed generation |  | Number of connections made in year | 2024 |  | No. | 12 |  | 9.51 | Year end | SCHEDULE 9e: REPORT ON NETWORK DEMAND | 2024.09.1
Firstlight Network | All | 2024 | 30 | 9e(i): Consumer Connections and Decommissionings | Distributed generation |  | Number of connections made in year | 2024 |  | No. | 106 |  | 9.51 | Year end | SCHEDULE 9e: REPORT ON NETWORK DEMAND | 2024.09.1
Horizon Networks | All | 2024 | 30 | 9e(i): Consumer Connections and Decommissionings | Distributed generation |  | Number of connections made in year | 2024 |  | No. | 153 |  | 9.51 | Year end | SCHEDULE 9e: REPORT ON NETWORK DEMAND | 2024.09.1
MainPower NZ | All | 2024 | 30 | 9e(i): Consumer Connections and Decommissionings | Distributed generation |  | Number of connections made in year | 2024 |  | No. | 407 |  | 9.51 | Year end | SCHEDULE 9e: REPORT ON NETWORK DEMAND | 2024.09.1
Marlborough Lines | All | 2024 | 30 | 9e(i): Consumer Connections and Decommissionings | Distributed generation |  | Number of connections made in year | 2024 |  | No. | 244 |  | 9.51 | Year end | SCHEDULE 9e: REPORT ON NETWORK DEMAND | 2024.09.1
Nelson Electricity | All | 2024 | 30 | 9e(i): Consumer Connections and Decommissionings | Distributed generation |  | Number of connections made in year | 2024 |  | No. | 87 |  | 9.51 | Year end | SCHEDULE 9e: REPORT ON NETWORK DEMAND | 2024.09.1
Network Tasman | All | 2024 | 30 | 9e(i): Consumer Connections and Decommissionings | Distributed generation |  | Number of connections made in year | 2024 |  | No. | 479 |  | 9.51 | Year end | SCHEDULE 9e: REPORT ON NETWORK DEMAND | 2024.09.1
Network Waitaki | All | 2024 | 30 | 9e(i): Consumer Connections and Decommissionings | Distributed generation |  | Number of connections made in year | 2024 |  | No. | 59 |  | 9.51 | Year end | SCHEDULE 9e: REPORT ON NETWORK DEMAND | 2024.09.1
Northpower | All | 2024 | 30 | 9e(i): Consumer Connections and Decommissionings | Distributed generation |  | Number of connections made in year | 2024 |  | No. | 517 |  | 9.51 | Year end | SCHEDULE 9e: REPORT ON NETWORK DEMAND | 2024.09.1
Orion NZ | All | 2024 | 30 | 9e(i): Consumer Connections and Decommissionings | Distributed generation |  | Number of connections made in year | 2024 |  | No. | 1619 |  | 9.51 | Year end | SCHEDULE 9e: REPORT ON NETWORK DEMAND | 2024.09.1
OtagoNet | All | 2024 | 30 | 9e(i): Consumer Connections and Decommissionings | Distributed generation |  | Number of connections made in year | 2024 |  | No. | 98 |  | 9.51 | Year end | SCHEDULE 9e: REPORT ON NETWORK DEMAND | 2024.09.1
Powerco | All | 2024 | 28 | 9e(i): Consumer Connections and Decommissionings | Distributed generation |  | Number of connections made in year | 2024 |  | No. | 1888 |  | 9.51 | Year end | SCHEDULE 9e: REPORT ON NETWORK DEMAND | 2024.09.1
Scanpower | All | 2024 | 30 | 9e(i): Consumer Connections and Decommissionings | Distributed generation |  | Number of connections made in year | 2024 |  | No. | 14 |  | 9.51 | Year end | SCHEDULE 9e: REPORT ON NETWORK DEMAND | 2024.09.1
The Lines Company | All | 2024 | 30 | 9e(i): Consumer Connections and Decommissionings | Distributed generation |  | Number of connections made in year | 2024 |  | No. | 78 |  | 9.51 | Year end | SCHEDULE 9e: REPORT ON NETWORK DEMAND | 2024.09.1
The Power Company | All | 2024 | 30 | 9e(i): Consumer Connections and Decommissionings | Distributed generation |  | Number of connections made in year | 2024 |  | No. | 55 |  | 9.51 | Year end | SCHEDULE 9e: REPORT ON NETWORK DEMAND | 2024.09.1
Top Energy | All | 2024 | 30 | 9e(i): Consumer Connections and Decommissionings | Distributed generation |  | Number of connections made in year | 2024 |  | No. | 310 |  | 9.51 | Year end | SCHEDULE 9e: REPORT ON NETWORK DEMAND | 2024.09.1
Unison Networks | All | 2024 | 30 | 9e(i): Consumer Connections and Decommissionings | Distributed generation |  | Number of connections made in year | 2024 |  | No. | 761 |  | 9.51 | Year end | SCHEDULE 9e: REPORT ON NETWORK DEMAND | 2024.09.1
Vector Lines | All | 2024 | 30 | 9e(i): Consumer Connections and Decommissionings | Distributed generation |  | Number of connections made in year | 2024 |  | No. | 1653 |  | 9.51 | Year end | SCHEDULE 9e: REPORT ON NETWORK DEMAND | 2024.09.1
WEL Networks | All | 2024 | 30 | 9e(i): Consumer Connections and Decommissionings | Distributed generation |  | Number of connections made in year | 2024 |  | No. | 529 |  | 9.51 | Year end | SCHEDULE 9e: REPORT ON NETWORK DEMAND | 2024.09.1
Waipa Networks | All | 2024 | 30 | 9e(i): Consumer Connections and Decommissionings | Distributed generation |  | Number of connections made in year | 2024 |  | No. | 211 |  | 9.51 | Year end | SCHEDULE 9e: REPORT ON NETWORK DEMAND | 2024.09.1
Wellington Electricity | All | 2024 | 30 | 9e(i): Consumer Connections and Decommissionings | Distributed generation |  | Number of connections made in year | 2024 |  | No. | 627 |  | 9.51 | Year end | SCHEDULE 9e: REPORT ON NETWORK DEMAND | 2024.09.1
Westpower | All | 2024 | 30 | 9e(i): Consumer Connections and Decommissionings | Distributed generation |  | Number of connections made in year | 2024 |  | No. | 27 |  | 9.51 | Year end | SCHEDULE 9e: REPORT ON NETWORK DEMAND | 2024.09.1

## $ Bus Support (hidden)
edb | network | disc_yr | sch_ref | section | category | sub_category | description | obs_yr | fcast_yr | units | value | text_input | sect_no | source | schedule | version
Alpine Energy | All | 2024 | 15 | 6b(i): Operational Expenditure | Non-network opex |  | Business support | 2024 |  | $000 | 14279.2942 |  | 6.21 | Year end | SCHEDULE 6b: REPORT ON OPERATIONAL EXPENDITURE FOR THE DISCLOSURE YEAR | 2024.09.1
Aurora Energy | All | 2024 | 15 | 6b(i): Operational Expenditure | Non-network opex |  | Business support | 2024 |  | $000 | 14209 |  | 6.21 | Year end | SCHEDULE 6b: REPORT ON OPERATIONAL EXPENDITURE FOR THE DISCLOSURE YEAR | 2024.09.1
Buller Electricity | All | 2024 | 15 | 6b(i): Operational Expenditure | Non-network opex |  | Business support | 2024 |  | $000 | 3124.6276 |  | 6.21 | Year end | SCHEDULE 6b: REPORT ON OPERATIONAL EXPENDITURE FOR THE DISCLOSURE YEAR | 2024.09.1
Centralines | All | 2024 | 15 | 6b(i): Operational Expenditure | Non-network opex |  | Business support | 2024 |  | $000 | 3019.852 |  | 6.21 | Year end | SCHEDULE 6b: REPORT ON OPERATIONAL EXPENDITURE FOR THE DISCLOSURE YEAR | 2024.09.1
Counties Energy | All | 2024 | 15 | 6b(i): Operational Expenditure | Non-network opex |  | Business support | 2024 |  | $000 | 11837 |  | 6.21 | Year end | SCHEDULE 6b: REPORT ON OPERATIONAL EXPENDITURE FOR THE DISCLOSURE YEAR | 2024.09.1
EA Networks | All | 2024 | 15 | 6b(i): Operational Expenditure | Non-network opex |  | Business support | 2024 |  | $000 | 6979 |  | 6.21 | Year end | SCHEDULE 6b: REPORT ON OPERATIONAL EXPENDITURE FOR THE DISCLOSURE YEAR | 2024.09.1
Electra | All | 2024 | 15 | 6b(i): Operational Expenditure | Non-network opex |  | Business support | 2024 |  | $000 | 7233.8964 |  | 6.21 | Year end | SCHEDULE 6b: REPORT ON OPERATIONAL EXPENDITURE FOR THE DISCLOSURE YEAR | 2024.09.1
Electricity Invercargill | All | 2024 | 15 | 6b(i): Operational Expenditure | Non-network opex |  | Business support | 2024 |  | $000 | 2561.099 |  | 6.21 | Year end | SCHEDULE 6b: REPORT ON OPERATIONAL EXPENDITURE FOR THE DISCLOSURE YEAR | 2024.09.1
Firstlight Network | All | 2024 | 15 | 6b(i): Operational Expenditure | Non-network opex |  | Business support | 2024 |  | $000 | 4675.7994 |  | 6.21 | Year end | SCHEDULE 6b: REPORT ON OPERATIONAL EXPENDITURE FOR THE DISCLOSURE YEAR | 2024.09.1
Horizon Networks | All | 2024 | 15 | 6b(i): Operational Expenditure | Non-network opex |  | Business support | 2024 |  | $000 | 4513.4619 |  | 6.21 | Year end | SCHEDULE 6b: REPORT ON OPERATIONAL EXPENDITURE FOR THE DISCLOSURE YEAR | 2024.09.1
MainPower NZ | All | 2024 | 15 | 6b(i): Operational Expenditure | Non-network opex |  | Business support | 2024 |  | $000 | 4339 |  | 6.21 | Year end | SCHEDULE 6b: REPORT ON OPERATIONAL EXPENDITURE FOR THE DISCLOSURE YEAR | 2024.09.1
Marlborough Lines | All | 2024 | 15 | 6b(i): Operational Expenditure | Non-network opex |  | Business support | 2024 |  | $000 | 6816 |  | 6.21 | Year end | SCHEDULE 6b: REPORT ON OPERATIONAL EXPENDITURE FOR THE DISCLOSURE YEAR | 2024.09.1
Nelson Electricity | All | 2024 | 15 | 6b(i): Operational Expenditure | Non-network opex |  | Business support | 2024 |  | $000 | 1010 |  | 6.21 | Year end | SCHEDULE 6b: REPORT ON OPERATIONAL EXPENDITURE FOR THE DISCLOSURE YEAR | 2024.09.1
Network Tasman | All | 2024 | 15 | 6b(i): Operational Expenditure | Non-network opex |  | Business support | 2024 |  | $000 | 2869 |  | 6.21 | Year end | SCHEDULE 6b: REPORT ON OPERATIONAL EXPENDITURE FOR THE DISCLOSURE YEAR | 2024.09.1
Network Waitaki | All | 2024 | 15 | 6b(i): Operational Expenditure | Non-network opex |  | Business support | 2024 |  | $000 | 5556.61 |  | 6.21 | Year end | SCHEDULE 6b: REPORT ON OPERATIONAL EXPENDITURE FOR THE DISCLOSURE YEAR | 2024.09.1
Northpower | All | 2024 | 15 | 6b(i): Operational Expenditure | Non-network opex |  | Business support | 2024 |  | $000 | 11406.9727 |  | 6.21 | Year end | SCHEDULE 6b: REPORT ON OPERATIONAL EXPENDITURE FOR THE DISCLOSURE YEAR | 2024.09.1
Orion NZ | All | 2024 | 15 | 6b(i): Operational Expenditure | Non-network opex |  | Business support | 2024 |  | $000 | 22330 |  | 6.21 | Year end | SCHEDULE 6b: REPORT ON OPERATIONAL EXPENDITURE FOR THE DISCLOSURE YEAR | 2024.09.1
OtagoNet | All | 2024 | 15 | 6b(i): Operational Expenditure | Non-network opex |  | Business support | 2024 |  | $000 | 2313 |  | 6.21 | Year end | SCHEDULE 6b: REPORT ON OPERATIONAL EXPENDITURE FOR THE DISCLOSURE YEAR | 2024.09.1
Powerco | All | 2024 | 15 | 6b(i): Operational Expenditure | Non-network opex |  | Business support | 2024 |  | $000 | 45805.1397 |  | 6.21 | Year end | SCHEDULE 6b: REPORT ON OPERATIONAL EXPENDITURE FOR THE DISCLOSURE YEAR | 2024.09.1
Scanpower | All | 2024 | 15 | 6b(i): Operational Expenditure | Non-network opex |  | Business support | 2024 |  | $000 | 1827.78 |  | 6.21 | Year end | SCHEDULE 6b: REPORT ON OPERATIONAL EXPENDITURE FOR THE DISCLOSURE YEAR | 2024.09.1
The Lines Company | All | 2024 | 15 | 6b(i): Operational Expenditure | Non-network opex |  | Business support | 2024 |  | $000 | 5570.1784 |  | 6.21 | Year end | SCHEDULE 6b: REPORT ON OPERATIONAL EXPENDITURE FOR THE DISCLOSURE YEAR | 2024.09.1
The Power Company | All | 2024 | 15 | 6b(i): Operational Expenditure | Non-network opex |  | Business support | 2024 |  | $000 | 4097.61 |  | 6.21 | Year end | SCHEDULE 6b: REPORT ON OPERATIONAL EXPENDITURE FOR THE DISCLOSURE YEAR | 2024.09.1
Top Energy | All | 2024 | 15 | 6b(i): Operational Expenditure | Non-network opex |  | Business support | 2024 |  | $000 | 7876.6615 |  | 6.21 | Year end | SCHEDULE 6b: REPORT ON OPERATIONAL EXPENDITURE FOR THE DISCLOSURE YEAR | 2024.09.1
Unison Networks | All | 2024 | 15 | 6b(i): Operational Expenditure | Non-network opex |  | Business support | 2024 |  | $000 | 23857.6805 |  | 6.21 | Year end | SCHEDULE 6b: REPORT ON OPERATIONAL EXPENDITURE FOR THE DISCLOSURE YEAR | 2024.09.1
Vector Lines | All | 2024 | 15 | 6b(i): Operational Expenditure | Non-network opex |  | Business support | 2024 |  | $000 | 60294 |  | 6.21 | Year end | SCHEDULE 6b: REPORT ON OPERATIONAL EXPENDITURE FOR THE DISCLOSURE YEAR | 2024.09.1
WEL Networks | All | 2024 | 15 | 6b(i): Operational Expenditure | Non-network opex |  | Business support | 2024 |  | $000 | 16612 |  | 6.21 | Year end | SCHEDULE 6b: REPORT ON OPERATIONAL EXPENDITURE FOR THE DISCLOSURE YEAR | 2024.09.1
Waipa Networks | All | 2024 | 15 | 6b(i): Operational Expenditure | Non-network opex |  | Business support | 2024 |  | $000 | 5086.805 |  | 6.21 | Year end | SCHEDULE 6b: REPORT ON OPERATIONAL EXPENDITURE FOR THE DISCLOSURE YEAR | 2024.09.1
Wellington Electricity | All | 2024 | 15 | 6b(i): Operational Expenditure | Non-network opex |  | Business support | 2024 |  | $000 | 12344.8323 |  | 6.21 | Year end | SCHEDULE 6b: REPORT ON OPERATIONAL EXPENDITURE FOR THE DISCLOSURE YEAR | 2024.09.1
Westpower | All | 2024 | 15 | 6b(i): Operational Expenditure | Non-network opex |  | Business support | 2024 |  | $000 | 2478.1406 |  | 6.21 | Year end | SCHEDULE 6b: REPORT ON OPERATIONAL EXPENDITURE FOR THE DISCLOSURE YEAR | 2024.09.1

## Model Results Summary
Model Results Summary Sheet
Annual average charge reduction per offtake ICP (by distributor)
|  |  | Distributor | Vegetation management | Routine maintenance | Service interruptions | Total distribution costs | Benefit-based charges | Total transmission costs | Total cost reallocation per ICP | Results by EDB - All DG | Vege | R&C | Service Int | TPM | Total
| Overall annual charge reallocation |  | Top Energy | 0.21432 | 0.23573 | 0.22249 | 0.67254 | 2.3777 | 2.3777 | 3.0502
|  |  | Marlborough Lines | 0.66217 | 1.6517 | 0.51883 | 2.8327 | 0 | 0 | 2.8327
| Vegetation management | 143820.1012 | Network Tasman | 0.0042881 | 0.0087152 | 0.0036961 | 0.016699 | 2.2899 | 2.2899 | 2.3066 | Alpine Energy | 0.69848 | 2.7232 | 1.9933 | #REF! | #REF!
| Routine maintenance | 283832.2826 | Unison Networks | 0.056559 | 0.097193 | 0.078457 | 0.23221 | 1.9218 | 1.9218 | 2.154 | Aurora Energy | 1.9425 | 4.1713 | 1.4675 | #REF! | #REF!
| Service interruptions | 199978.8855 | Westpower | 0.19635 | 0.63367 | 0.12197 | 0.95198 | 0.94718 | 0.94718 | 1.8992 | Buller Electricity | 0.47979 | 0.85415 | 0.76842 | #REF! | #REF!
| Total distribution cost reallocation | 627631.2693 | Horizon Networks | 0.05381 | 0.069512 | 0.077522 | 0.20084 | 1.3508 | 1.3508 | 1.5517 | Centralines | 3.47 | 0.44372 | 2.8318 | #REF! | #REF!
|  |  | Waipa Networks | 0.78935 | 0.12966 | 0.60213 | 1.5211 | 0 | 0 | 1.5211 | Counties Energy | 3.404 | 1.9751 | 3.2739 | #REF! | #REF!
| Benefit-based charges | 709198.2505 | Electra | 0.03777 | 0.026798 | 0.05357 | 0.11814 | 0.7647 | 0.7647 | 0.88284 | EA Networks | 1.6638 | 2.0562 | 1.142 | #REF! | #REF!
| Total transmission cost reallocation | 709198.2505 | WEL Networks | 0.054027 | 0.07477 | 0.14175 | 0.27054 | 0.5869 | 0.5869 | 0.85744 | Electra | 1.6082 | 1.141 | 2.2809 | #REF! | #REF!
|  |  | EA Networks | 0.27081 | 0.33469 | 0.18589 | 0.79139 | 0.0060663 | 0.0060663 | 0.79746 | Electricity Invercargill | 0.0088142 | 0.69939 | 0.37304 | #REF! | #REF!
| Total charge reallocation | 1336829.5198 | The Power Company | 0.057053 | 0.1536 | 0.21561 | 0.42627 | 0.35059 | 0.35059 | 0.77686 | Firstlight Network | 2.0536 | 2.4418 | 3.3062 | #REF! | #REF!
|  |  | The Lines Company | 0.13651 | 0.17211 | 0.20509 | 0.51372 | 0.18292 | 0.18292 | 0.69664 | Horizon Networks | 1.4318 | 1.8496 | 2.0627 | #REF! | #REF!
|  |  | Wellington Electricity | 0.0050014 | 0.029132 | 0.012532 | 0.046666 | 0.62321 | 0.62321 | 0.66988 | MainPower NZ | 1.4752 | 6.8551 | 1.6162 | #REF! | #REF!
|  |  | Aurora Energy | 0.085692 | 0.18402 | 0.064739 | 0.33445 | 0.26692 | 0.26692 | 0.60137 | Marlborough Lines | 4.8769 | 12.1652 | 3.8212 | #REF! | #REF!
| Overall annual average charge reductions per offtake ICP |  | Counties Energy | 0.22174 | 0.12866 | 0.21327 | 0.56368 | 0 | 0 | 0.56368 | Nelson Electricity | 0.21829 | 2.8329 | 1.3296 | #REF! | #REF!
|  |  | Orion NZ | 0.074305 | 0.22166 | 0.22341 | 0.51937 | 9.8322e-08 | 9.8322e-08 | 0.51937 | Network Tasman | 0.0051456 | 0.010458 | 0.0044353 | #REF! | #REF!
| Vegetation management | 0.062943 | Northpower | 0.15314 | 0.17949 | 0.15653 | 0.48916 | 0 | 0 | 0.48916 | Network Waitaki | 1.7736 | 2.6021 | 1.4504 | #REF! | #REF!
| Routine maintenance | 0.12422 | Firstlight Network | 0.1226 | 0.14577 | 0.19737 | 0.46574 | 0 | 0 | 0.46574 | Northpower | 2.6429 | 3.0976 | 2.7014 | #REF! | #REF!
| Service interruptions | 0.087521 | MainPower NZ | 0.065414 | 0.30398 | 0.071667 | 0.44106 | 3.7359e-06 | 3.7359e-06 | 0.44106 | Orion NZ | 0.85169 | 2.5407 | 2.5607 | #REF! | #REF!
| Total distribution cost reallocation | 0.27468 | OtagoNet | 0.095779 | 0.17187 | 0.16369 | 0.43133 | 0.0065722 | 0.0065722 | 0.4379 | OtagoNet | 1.3669 | 2.4528 | 2.3361 | #REF! | #REF!
|  |  | Centralines | 0.21861 | 0.027955 | 0.17841 | 0.42497 | 0 | 0 | 0.42497 | Powerco | 1.1009 | 1.8788 | 0.82455 | #REF! | #REF!
| Benefit-based charges | 0.31038 | Network Waitaki | 0.12607 | 0.18495 | 0.10309 | 0.41411 | 0 | 0 | 0.41411 | Scanpower | 1.5809 | 0.54142 | 0.86577 | #REF! | #REF!
| Total transmission cost reallocation | 0.31038 | Powerco | 0.098753 | 0.16853 | 0.073963 | 0.34125 | 0.016887 | 0.016887 | 0.35814 | The Lines Company | 0.96217 | 1.2131 | 1.4455 | #REF! | #REF!
|  |  | Alpine Energy | 0.035186 | 0.13718 | 0.10041 | 0.27278 | 0.036904 | 0.036904 | 0.30968 | The Power Company | 0.75122 | 2.0225 | 2.8389 | #REF! | #REF!
| Total charge reduction per ICP | 0.58506 | Scanpower | 0.099095 | 0.033938 | 0.054271 | 0.1873 | 0 | 0 | 0.1873 | Top Energy | 4.2325 | 4.6554 | 4.394 | #REF! | #REF!
|  |  | Buller Electricity | 0.03736 | 0.06651 | 0.059835 | 0.1637 | 0.0018259 | 0.0018259 | 0.16553 | Unison Networks | 1.1573 | 1.9887 | 1.6053 | #REF! | #REF!
|  |  | Nelson Electricity | 0.0050802 | 0.065927 | 0.030943 | 0.10195 | 0 | 0 | 0.10195 | Vector Lines | 0.27478 | 0.76553 | 0.48499 | #REF! | #REF!
|  |  | Electricity Invercargill | 0.00055651 | 0.044158 | 0.023553 | 0.068267 | 0 | 0 | 0.068267 | WEL Networks | 0.62416 | 0.8638 | 1.6376 | #REF! | #REF!
|  |  | Vector Lines | 0.012008 | 0.033455 | 0.021195 | 0.066658 | 0 | 0 | 0.066658 | Waipa Networks | 3.7633 | 0.61817 | 2.8707 | #REF! | #REF!
[11 empty] | Wellington Electricity | 0.19815 | 1.1542 | 0.49652 | #REF! | #REF!
[11 empty] | Westpower | 1.3449 | 4.3403 | 0.8354 | #REF! | #REF!

## Analysis Vege Mngmt
Vegetation Management Analysis
|  | ComCom | ComCom | Vege Mngmt | Registry | Registry | Vege Mngmt | Reduction | Vege Mngmt | Reduction | Registry | 2025-07-31 | 2025-07-31
|  | No. of offtake ICPs | Vege Mngmt | per ICP | No. of DG only ICPs | All DG | per ICP | per offtake | per ICP | per ICP |  | More than 10kW | All combined
| EDB | (excl. >10 kW DG) |  | (offtake ICPs only) | (> 10 kW DG) | value | (all ICPs) | ICP | with all DG | value
| Alpine Energy | 33833.178 | 806721.08 | 23.8441 | 50 | 1021 | 23.8089 | -0.035186 | 23.1456 | -0.69848 | Bay of Islands (Top Energy) | 115 | 2425
| Aurora Energy | 95069.0473 | 4511000 | 47.4497 | 172 | 4058 | 47.364 | -0.085692 | 45.5073 | -1.9425 | Whangarei and Kaipara (Northpower) | 171 | 3086
| Buller Electricity | 4884 | 178414.71 | 36.5304 | 5 | 65 | 36.4931 | -0.03736 | 36.0507 | -0.47979 | Waitemata (Vector) | 212 | 6525
| Centralines | 9258 | 696000 | 75.1782 | 27 | 448 | 74.9596 | -0.21861 | 71.7082 | -3.47 | Auckland (Vector) | 361 | 6859
| Counties Energy | 48003 | 3559000 | 74.1412 | 144 | 2310 | 73.9195 | -0.22174 | 70.7372 | -3.404 | Counties (Counties Power) | 144 | 2310
| EA Networks | 20994 | 1081000 | 51.4909 | 111 | 701 | 51.2201 | -0.27081 | 49.8271 | -1.6638 | Thames Valley (Powerco) | 293 | 2402
| Electra | 46703.5 | 1832521.19 | 39.2373 | 45 | 1996 | 39.1996 | -0.03777 | 37.6292 | -1.6082 | Waikato (WEL Networks) | 275 | 3272
| Electricity Invercargill | 17633 | 14429 | 0.8183 | 12 | 192 | 0.81774 | -0.00055651 | 0.80948 | -0.0088142 | Waipa (Waipa Networks) | 306 | 1520
| Firstlight Network | 25889.4167 | 1829213.5 | 70.6549 | 45 | 775 | 70.5323 | -0.1226 | 68.6013 | -2.0536 | King Country (The Lines Company) | 46 | 328
| Horizon Networks | 25267.5 | 1074940 | 42.5424 | 32 | 880 | 42.4886 | -0.05381 | 41.1106 | -1.4318 | Tauranga (Powerco) | 314 | 4448
| MainPower NZ | 44804 | 1154790 | 25.7743 | 114 | 2720 | 25.7088 | -0.065414 | 24.2991 | -1.4752 | Rotorua (Unison Networks) | 39 | 975
| Marlborough Lines | 26812 | 2162000 | 80.6355 | 222 | 1726 | 79.9734 | -0.66217 | 75.7586 | -4.8769 | Eastern Bay of Plenty (Horizon Energy) | 32 | 880
| Nelson Electricity | 9301.5 | 44000 | 4.7304 | 10 | 450 | 4.7253 | -0.0050802 | 4.5121 | -0.21829 | Taupo (Unison Networks) | 29 | 556
| Network Tasman | 42811 | 1572000 | 36.7195 | 5 | 6 | 36.7152 | -0.0042881 | 36.7144 | -0.0051456 | Tairawhiti and Wairoa (Firstlight Network) | 45 | 775
| Network Waitaki | 13422.98 | 989260 | 73.699 | 23 | 331 | 73.5729 | -0.12607 | 71.9254 | -1.7736 | Hawke's Bay (Unison Networks) | 170 | 3536
| Northpower | 63611 | 3633450.1837 | 57.1198 | 171 | 3086 | 56.9667 | -0.15314 | 54.477 | -2.6429 | Central Hawke's Bay (Centralines) | 27 | 448
| Orion NZ | 222206 | 4379000 | 19.7069 | 841 | 10037 | 19.6326 | -0.074305 | 18.8553 | -0.85169 | Southern Hawke's Bay (Scanpower) | 6 | 97
| OtagoNet | 20000 | 1323000 | 66.15 | 29 | 422 | 66.0542 | -0.095779 | 64.7831 | -1.3669 | Wairarapa (Powerco) | 126 | 1439
| Powerco | 358723 | 11241525.41 | 31.3376 | 1134 | 13061 | 31.2389 | -0.098753 | 30.2367 | -1.1009 | Taranaki (Powerco) | 204 | 2068
| Scanpower | 6785 | 761000 | 112.1592 | 6 | 97 | 112.0601 | -0.099095 | 110.5783 | -1.5809 | Wanganui (Powerco) | 59 | 973
| The Lines Company | 24098.6831 | 1726773.48 | 71.6543 | 46 | 328 | 71.5178 | -0.13651 | 70.6921 | -0.96217 | Manawatu (Powerco) | 138 | 1731
| The Power Company | 37667 | 1529460 | 40.6048 | 53 | 710 | 40.5477 | -0.057053 | 39.8536 | -0.75122 | Kapiti and Horowhenua (Electra) | 45 | 1996
| Top Energy | 33979 | 2158955.45 | 63.5379 | 115 | 2425 | 63.3236 | -0.21432 | 59.3054 | -4.2325 | Wellington (Wellington Electricity) | 94 | 3803
| Unison Networks | 118944 | 3368834.34 | 28.3229 | 238 | 5067 | 28.2663 | -0.056559 | 27.1656 | -1.1573 | Nelson (Nelson Electricity) | 10 | 450
| Vector Lines | 616132 | 7963000 | 12.9242 | 573 | 13384 | 12.9122 | -0.012008 | 12.6494 | -0.27478 | Tasman (Network Tasman) | 5 | 6
| WEL Networks | 99974.5 | 1969000 | 19.695 | 275 | 3272 | 19.641 | -0.054027 | 19.0709 | -0.62416 | Marlborough (Marlborough Lines) | 222 | 1726
| Waipa Networks | 28666 | 2142359.765 | 74.7352 | 306 | 1520 | 73.9459 | -0.78935 | 70.972 | -3.7633 | Buller (Buller Electricity) | 5 | 65
| Wellington Electricity | 175154.8333 | 1633217.67 | 9.3244 | 94 | 3803 | 9.3194 | -0.0050014 | 9.1263 | -0.19815 | West Coast (Westpower) | 26 | 180
| Westpower | 14300 | 1547064.05 | 108.1863 | 26 | 180 | 107.99 | -0.19635 | 106.8414 | -1.3449 | North Canterbury (MainPower NZ) | 114 | 2720
|  | 2284927.1384 | 66881929.8287 | 29.2709 | 4924 | 75071 | 29.208 | -0.062943 | 28.3398 | -0.9311 | Central Canterbury (Orion New Zealand) | 841 | 10037
[11 empty] | Ashburton (Electricity Ashburton) | 111 | 701
[11 empty] | South Canterbury (Alpine Energy) | 50 | 1021
[7 empty] | Total vegetation management reallocation: | 143820.1012 |  |  | Waitaki (Network Waitaki) | 23 | 331
[11 empty] | Queenstown (Aurora Energy) | 53 | 799
[11 empty] | Central Otago (Aurora Energy) | 97 | 2310
[11 empty] | Otago (OtagoNet JV) | 29 | 422
[11 empty] | Dunedin (Aurora Energy) | 22 | 949
[11 empty] | Southland (The Power Company) | 53 | 710
[11 empty] | Invercargill (Electricity Invercargill) | 12 | 192
[12 empty] | 4924 | 75071

## Analysis R&C Maintenance
Routine and Corrective Maintenance and Inspection Analysis
|  | ComCom | ComCom | R&C Maint | Registry | Registry | R&C Maint | Reduction | R&C Maint | Reduction | Registry | 2025-07-31 | 2025-07-31
|  | No. of offtake ICPs | R&C Maint | per ICP | No. of DG only ICPs | All DG | per ICP | per offtake | per ICP | per ICP |  | More than 10kW | All combined
| EDB | (excl. >10 kW DG) |  | (offtake ICPs only) | (> 10 kW DG) | value | (all ICPs) | ICP | with all DG | value
| Alpine Energy | 33833.178 | 3145183.99 | 92.9615 | 50 | 1021 | 92.8244 | -0.13718 | 90.2384 | -2.7232 | Bay of Islands (Top Energy) | 115 | 2425
| Aurora Energy | 95069.0473 | 9687000 | 101.8944 | 172 | 4058 | 101.7103 | -0.18402 | 97.7231 | -4.1713 | Whangarei and Kaipara (Northpower) | 171 | 3086
| Buller Electricity | 4884 | 317624 | 65.0336 | 5 | 65 | 64.9671 | -0.06651 | 64.1794 | -0.85415 | Waitemata (Vector) | 212 | 6525
| Centralines | 9258 | 89000 | 9.6133 | 27 | 448 | 9.5854 | -0.027955 | 9.1696 | -0.44372 | Auckland (Vector) | 361 | 6859
| Counties Energy | 48003 | 2065000 | 43.0181 | 144 | 2310 | 42.8895 | -0.12866 | 41.0431 | -1.9751 | Counties (Counties Power) | 144 | 2310
| EA Networks | 20994 | 1336000 | 63.6372 | 111 | 701 | 63.3025 | -0.33469 | 61.581 | -2.0562 | Thames Valley (Powerco) | 293 | 2402
| Electra | 46703.5 | 1300206.78 | 27.8396 | 45 | 1996 | 27.8128 | -0.026798 | 26.6986 | -1.141 | Waikato (WEL Networks) | 275 | 3272
| Electricity Invercargill | 17633 | 1144921 | 64.9306 | 12 | 192 | 64.8864 | -0.044158 | 64.2312 | -0.69939 | Waipa (Waipa Networks) | 306 | 1520
| Firstlight Network | 25889.4167 | 2175003.22 | 84.0113 | 45 | 775 | 83.8655 | -0.14577 | 81.5695 | -2.4418 | King Country (The Lines Company) | 46 | 328
| Horizon Networks | 25267.5 | 1388620 | 54.9568 | 32 | 880 | 54.8873 | -0.069512 | 53.1072 | -1.8496 | Tauranga (Powerco) | 314 | 4448
| MainPower NZ | 44804 | 5366290 | 119.7726 | 114 | 2720 | 119.4686 | -0.30398 | 112.9175 | -6.8551 | Rotorua (Unison Networks) | 39 | 975
| Marlborough Lines | 26812 | 5393000 | 201.1413 | 222 | 1726 | 199.4895 | -1.6517 | 188.9761 | -12.1652 | Eastern Bay of Plenty (Horizon Energy) | 32 | 880
| Nelson Electricity | 9301.5 | 571000 | 61.3879 | 10 | 450 | 61.322 | -0.065927 | 58.5551 | -2.8329 | Taupo (Unison Networks) | 29 | 556
| Network Tasman | 42811 | 3195000 | 74.6304 | 5 | 6 | 74.6216 | -0.0087152 | 74.6199 | -0.010458 | Tairawhiti and Wairoa (Firstlight Network) | 45 | 775
| Network Waitaki | 13422.98 | 1451330 | 108.1228 | 23 | 331 | 107.9378 | -0.18495 | 105.5207 | -2.6021 | Hawke's Bay (Unison Networks) | 170 | 3536
| Northpower | 63611 | 4258620.4224 | 66.9479 | 171 | 3086 | 66.7684 | -0.17949 | 63.8503 | -3.0976 | Central Hawke's Bay (Centralines) | 27 | 448
| Orion NZ | 222206 | 13063000 | 58.7878 | 841 | 10037 | 58.5661 | -0.22166 | 56.2471 | -2.5407 | Southern Hawke's Bay (Scanpower) | 6 | 97
| OtagoNet | 20000 | 2374000 | 118.7 | 29 | 422 | 118.5281 | -0.17187 | 116.2472 | -2.4528 | Wairarapa (Powerco) | 126 | 1439
| Powerco | 358723 | 19185096.45 | 53.4816 | 1134 | 13061 | 53.3131 | -0.16853 | 51.6028 | -1.8788 | Taranaki (Powerco) | 204 | 2068
| Scanpower | 6785 | 260630 | 38.4127 | 6 | 97 | 38.3787 | -0.033938 | 37.8713 | -0.54142 | Wanganui (Powerco) | 59 | 973
| The Lines Company | 24098.6831 | 2177049.38 | 90.3389 | 46 | 328 | 90.1668 | -0.17211 | 89.1259 | -1.2131 | Manawatu (Powerco) | 138 | 1731
| The Power Company | 37667 | 4117720 | 109.319 | 53 | 710 | 109.1654 | -0.1536 | 107.2966 | -2.0225 | Kapiti and Horowhenua (Electra) | 45 | 1996
| Top Energy | 33979 | 2374702.95 | 69.8874 | 115 | 2425 | 69.6516 | -0.23573 | 65.2319 | -4.6554 | Wellington (Wellington Electricity) | 94 | 3803
| Unison Networks | 118944 | 5789109.3 | 48.6709 | 238 | 5067 | 48.5737 | -0.097193 | 46.6822 | -1.9887 | Nelson (Nelson Electricity) | 10 | 450
| Vector Lines | 616132 | 22185000 | 36.0069 | 573 | 13384 | 35.9734 | -0.033455 | 35.2414 | -0.76553 | Tasman (Network Tasman) | 5 | 6
| WEL Networks | 99974.5 | 2725000 | 27.257 | 275 | 3272 | 27.1822 | -0.07477 | 26.3931 | -0.8638 | Marlborough (Marlborough Lines) | 222 | 1726
| Waipa Networks | 28666 | 351913.163 | 12.2763 | 306 | 1520 | 12.1467 | -0.12966 | 11.6582 | -0.61817 | Buller (Buller Electricity) | 5 | 65
| Wellington Electricity | 175154.8333 | 9513114.1045 | 54.3126 | 94 | 3803 | 54.2835 | -0.029132 | 53.1584 | -1.1542 | West Coast (Westpower) | 26 | 180
| Westpower | 14300 | 4992894.37 | 349.1535 | 26 | 180 | 348.5198 | -0.63367 | 344.8131 | -4.3403 | North Canterbury (MainPower NZ) | 114 | 2720
|  | 2284927.1384 | 131993029.1299 | 57.7668 | 4924 | 75071 | 57.6426 | -0.12422 | 55.9293 | -1.8376 | Central Canterbury (Orion New Zealand) | 841 | 10037
[11 empty] | Ashburton (Electricity Ashburton) | 111 | 701
[11 empty] | South Canterbury (Alpine Energy) | 50 | 1021
[7 empty] | Total R&C maintenance reallocation: | 283832.2826 |  |  | Waitaki (Network Waitaki) | 23 | 331
[11 empty] | Queenstown (Aurora Energy) | 53 | 799
[11 empty] | Central Otago (Aurora Energy) | 97 | 2310
[11 empty] | Otago (OtagoNet JV) | 29 | 422
[11 empty] | Dunedin (Aurora Energy) | 22 | 949
[11 empty] | Southland (The Power Company) | 53 | 710
[11 empty] | Invercargill (Electricity Invercargill) | 12 | 192
[12 empty] | 4924 | 75071

## Analysis Service Interruptions
Service Interruptions Analysis
|  | ComCom | ComCom | S. Interruptions | Registry | Registry | S. Interruptions | Reduction | S. Interruptions | Reduction | Registry | 2025-07-31 | 2025-07-31
|  | No. of offtake ICPs | S. Interruptions | per ICP | No. of DG only ICPs | All DG | per ICP | per offtake | per ICP | per ICP |  | More than 10kW | All combined
| EDB | (excl. >10 kW DG) |  | (offtake ICPs only) | (> 10 kW DG) | value | (all ICPs) | ICP | with all DG | value
| Alpine Energy | 33833.178 | 2302154.83 | 68.0443 | 50 | 1021 | 67.9439 | -0.10041 | 66.051 | -1.9933 | Bay of Islands (Top Energy) | 115 | 2425
| Aurora Energy | 95069.0473 | 3408000 | 35.8476 | 172 | 4058 | 35.7829 | -0.064739 | 34.3801 | -1.4675 | Whangarei and Kaipara (Northpower) | 171 | 3086
| Buller Electricity | 4884 | 285745 | 58.5063 | 5 | 65 | 58.4465 | -0.059835 | 57.7379 | -0.76842 | Waitemata (Vector) | 212 | 6525
| Centralines | 9258 | 568000 | 61.3523 | 27 | 448 | 61.1739 | -0.17841 | 58.5205 | -2.8318 | Auckland (Vector) | 361 | 6859
| Counties Energy | 48003 | 3423000 | 71.308 | 144 | 2310 | 71.0948 | -0.21327 | 68.0341 | -3.2739 | Counties (Counties Power) | 144 | 2310
| EA Networks | 20994 | 742000 | 35.3434 | 111 | 701 | 35.1575 | -0.18589 | 34.2014 | -1.142 | Thames Valley (Powerco) | 293 | 2402
| Electra | 46703.5 | 2599117.96 | 55.6515 | 45 | 1996 | 55.5979 | -0.05357 | 53.3705 | -2.2809 | Waikato (WEL Networks) | 275 | 3272
| Electricity Invercargill | 17633 | 610671 | 34.6323 | 12 | 192 | 34.6087 | -0.023553 | 34.2592 | -0.37304 | Waipa (Waipa Networks) | 306 | 1520
| Firstlight Network | 25889.4167 | 2944947.22 | 113.751 | 45 | 775 | 113.5536 | -0.19737 | 110.4448 | -3.3062 | King Country (The Lines Company) | 46 | 328
| Horizon Networks | 25267.5 | 1548630 | 61.2894 | 32 | 880 | 61.2119 | -0.077522 | 59.2267 | -2.0627 | Tauranga (Powerco) | 314 | 4448
| MainPower NZ | 44804 | 1265170 | 28.2379 | 114 | 2720 | 28.1662 | -0.071667 | 26.6217 | -1.6162 | Rotorua (Unison Networks) | 39 | 975
| Marlborough Lines | 26812 | 1694000 | 63.1807 | 222 | 1726 | 62.6618 | -0.51883 | 59.3595 | -3.8212 | Eastern Bay of Plenty (Horizon Energy) | 32 | 880
| Nelson Electricity | 9301.5 | 268000 | 28.8126 | 10 | 450 | 28.7816 | -0.030943 | 27.483 | -1.3296 | Taupo (Unison Networks) | 29 | 556
| Network Tasman | 42811 | 1355000 | 31.6507 | 5 | 6 | 31.647 | -0.0036961 | 31.6463 | -0.0044353 | Tairawhiti and Wairoa (Firstlight Network) | 45 | 775
| Network Waitaki | 13422.98 | 809000 | 60.2698 | 23 | 331 | 60.1667 | -0.10309 | 58.8193 | -1.4504 | Hawke's Bay (Unison Networks) | 170 | 3536
| Northpower | 63611 | 3713904.7849 | 58.3846 | 171 | 3086 | 58.2281 | -0.15653 | 55.6832 | -2.7014 | Central Hawke's Bay (Centralines) | 27 | 448
| Orion NZ | 222206 | 13166000 | 59.2513 | 841 | 10037 | 59.0279 | -0.22341 | 56.6906 | -2.5607 | Southern Hawke's Bay (Scanpower) | 6 | 97
| OtagoNet | 20000 | 2261000 | 113.05 | 29 | 422 | 112.8863 | -0.16369 | 110.7139 | -2.3361 | Wairarapa (Powerco) | 126 | 1439
| Powerco | 358723 | 8419535.03 | 23.4709 | 1134 | 13061 | 23.3969 | -0.073963 | 22.6463 | -0.82455 | Taranaki (Powerco) | 204 | 2068
| Scanpower | 6785 | 416770 | 61.4252 | 6 | 97 | 61.3709 | -0.054271 | 60.5594 | -0.86577 | Wanganui (Powerco) | 59 | 973
| The Lines Company | 24098.6831 | 2594203.81 | 107.6492 | 46 | 328 | 107.4441 | -0.20509 | 106.2037 | -1.4455 | Manawatu (Powerco) | 138 | 1731
| The Power Company | 37667 | 5779940 | 153.4484 | 53 | 710 | 153.2328 | -0.21561 | 150.6095 | -2.8389 | Kapiti and Horowhenua (Electra) | 45 | 1996
| Top Energy | 33979 | 2241339.77 | 65.9625 | 115 | 2425 | 65.74 | -0.22249 | 61.5685 | -4.394 | Wellington (Wellington Electricity) | 94 | 3803
| Unison Networks | 118944 | 4673147.62 | 39.2886 | 238 | 5067 | 39.2102 | -0.078457 | 37.6833 | -1.6053 | Nelson (Nelson Electricity) | 10 | 450
| Vector Lines | 616132 | 14055000 | 22.8117 | 573 | 13384 | 22.7905 | -0.021195 | 22.3267 | -0.48499 | Tasman (Network Tasman) | 5 | 6
| WEL Networks | 99974.5 | 5166000 | 51.6732 | 275 | 3272 | 51.5314 | -0.14175 | 50.0356 | -1.6376 | Marlborough (Marlborough Lines) | 222 | 1726
| Waipa Networks | 28666 | 1634224.6256 | 57.0092 | 306 | 1520 | 56.407 | -0.60213 | 54.1385 | -2.8707 | Buller (Buller Electricity) | 5 | 65
| Wellington Electricity | 175154.8333 | 4092435.71 | 23.3647 | 94 | 3803 | 23.3521 | -0.012532 | 22.8682 | -0.49652 | West Coast (Westpower) | 26 | 180
| Westpower | 14300 | 961007.12 | 67.2033 | 26 | 180 | 67.0813 | -0.12197 | 66.3679 | -0.8354 | North Canterbury (MainPower NZ) | 114 | 2720
|  | 2284927.1384 | 92997944.4805 | 40.7006 | 4924 | 75071 | 40.6131 | -0.087521 | 39.4059 | -1.2947 | Central Canterbury (Orion New Zealand) | 841 | 10037
[11 empty] | Ashburton (Electricity Ashburton) | 111 | 701
[11 empty] | South Canterbury (Alpine Energy) | 50 | 1021
[7 empty] | Total service interruptions reallocation: | 199978.8855 |  |  | Waitaki (Network Waitaki) | 23 | 331
[11 empty] | Queenstown (Aurora Energy) | 53 | 799
[11 empty] | Central Otago (Aurora Energy) | 97 | 2310
[11 empty] | Otago (OtagoNet JV) | 29 | 422
[11 empty] | Dunedin (Aurora Energy) | 22 | 949
[11 empty] | Southland (The Power Company) | 53 | 710
[11 empty] | Invercargill (Electricity Invercargill) | 12 | 192
[12 empty] | 4924 | 75071

## Injection TPM charges
|  |  |  | All Customer Charges |  |  |  | 2024-12-03 11:18
|  |  |  | 2025-04-01 | [5 empty] | Total: | 824048.5574 | 114850.3069 | 709198.2505 |  | 709198.2505 |  | 2289851.1384 | 4924 | 2284927.1384 | 0.31038
Customer Name | Customer Code | Location Code | Location Name | Load Type | Connection Charge $ | Benefit Based Charge $ | Residual Charge $ | Transitional Cap Recovery Charge $ | Non-EDB customers excluded |  | Benefit Based Charge | Benefit Based Charge adjustments | Net Benefit Based Charge | Distributor name | Net reallocated BBCs |  | Total no. of ICPs | No. of ICPs >10kW DG | No. of ICPs excl. >10kW DG | Reallocated net BBCs/offtake ICP
Alpine Energy | ALPE | ABY | Albury | INJ | 260336.99 | 1248.5944 | 0 | 0 |  |  | 1248.5944 |  | 1248.5944 | Alpine Energy | 1248.5944 |  | 33883.178 | 50 | 33833.178 | 0.036904
Buller Electricity | BUEL | ORO | Orowaiti Tee | INJ | 104561.66 | 8.9176 | 0 | 0 |  |  | 8.9176 |  | 8.9176 | Aurora Energy | 25375.8961 |  | 95241.0473 | 172 | 95069.0473 | 0.26692
Oji Fibre Solutions (NZ) Ltd | CHHE | KAW | Kawerau | INJ | 659740.89 | 74302.488 | 0 | 0 | X |  |  |  |  | Buller Electricity | 8.9176 |  | 4889 | 5 | 4884 | 0.0018259
Contact Energy | CTCT | CYD | Clyde | INJ | 506729.25 | 1122431.7997 | 0 | 0 | X |  |  |  |  | Centralines |  |  | 9285 | 27 | 9258 | 0
Contact Energy | CTCT | OKI | Ohaaki | INJ | 1758890.9 | 338276.8553 | 0 | 0 | X |  |  |  |  | Counties Energy |  |  | 48147 | 144 | 48003 | 0
Contact Energy | CTCT | PPI | Poihipi | INJ | 284819.79 | 401409.2242 | 0 | 0 | X |  |  |  |  | EA Networks | 127.3563 |  | 21105 | 111 | 20994 | 0.0060663
Contact Energy | CTCT | ROX | Roxburgh | INJ | 285254.07 | 393186.1478 | 0 | 0 | X |  |  |  |  | Electra | 35714.1895 |  | 46748.5 | 45 | 46703.5 | 0.7647
Contact Energy | CTCT | SFD | Stratford | INJ | 172531.88 | 1465077.545 | 0 | 0 | X |  |  |  |  | Electricity Invercargill |  |  | 17645 | 12 | 17633 | 0
Contact Energy | CTCT | TAB | Tauhara B | INJ | 173519.13 | 0 | 0 | 0 | X |  |  |  |  | Firstlight Network |  |  | 25934.4167 | 45 | 25889.4167 | 0
Contact Energy | CTCT | THI | Te Mihi | INJ | 220282.39 | 1421586.6229 | 0 | 0 | X |  |  |  |  | Horizon Networks | 34132.5522 |  | 25299.5 | 32 | 25267.5 | 1.3508
Contact Energy | CTCT | TWH | Te Kowhai | INJ | 0 | 36910.2399 | 0 | 0 | X |  |  |  |  | MainPower NZ | 0.16739 |  | 44918 | 114 | 44804 | 3.7359e-06
Contact Energy | CTCT | WHI | Whirinaki | INJ | 72769.61 | 1942.4773 | 0 | 0 | X |  |  |  |  | Marlborough Lines |  |  | 27034 | 222 | 26812 | 0
Contact Energy | CTCT | WRK | Wairakei | INJ | 75589.16 | 1139772.3709 | 0 | 0 | X |  |  |  |  | Nelson Electricity |  |  | 9311.5 | 10 | 9301.5 | 0
Aurora Energy | DUNE | CYD | Clyde | INJ | 653291.26 | 25327.2383 | 0 | 0 |  |  | 25327.2383 |  | 25327.2383 | Network Tasman | 98032.3159 |  | 42816 | 5 | 42811 | 2.2899
Aurora Energy | DUNE | HWB | Halfway Bush | INJ | 61848.04 | 48.6578 | 0 | 0 |  |  | 48.6578 |  | 48.6578 | Network Waitaki |  |  | 13445.98 | 23 | 13422.98 | 0
Electricity Ashburton | EASH | ASB | Ashburton | INJ | 0 | 127.3563 | 0 | 0 |  |  | 127.3563 |  | 127.3563 | Northpower |  |  | 63782 | 171 | 63611 | 0
Genesis Energy | GENE | HLY | Huntly | INJ | 181445.77 | 4638629.3096 | 0 | 0 | X |  |  |  |  | Orion NZ | 0.021848 |  | 223047 | 841 | 222206 | 9.8322e-08
Genesis Energy | GENE | RPO | Rangipo | INJ | 1226577.46 | 617347.3818 | 0 | 0 | X |  |  |  |  | OtagoNet | 131.4445 |  | 20029 | 29 | 20000 | 0.0065722
Genesis Energy | GENE | TKA | Tekapo A | INJ | 1043128.69 | 10657.6822 | 0 | 0 | X |  |  |  |  | Powerco | 6057.7516 |  | 359857 | 1134 | 358723 | 0.016887
Genesis Energy | GENE | TKB | Tekapo B | INJ | 768952.71 | 783589.3911 | 0 | 0 | X |  |  |  |  | Scanpower |  |  | 6791 | 6 | 6785 | 0
Genesis Energy | GENE | TKU | Tokaanu | INJ | 1610888.76 | 781940.965 | 0 | 0 | X |  |  |  |  | The Lines Company | 4408.1737 |  | 24144.6831 | 46 | 24098.6831 | 0.18292
Genesis Energy | GENE | TUI | Tuai | INJ | 167960.36 | 238286.9283 | 0 | 0 | X |  |  |  |  | The Power Company | 13205.8575 |  | 37720 | 53 | 37667 | 0.35059
Electra | HORO | MHO | Mangahao | INJ | 442618.77 | 35714.1895 | 0 | 0 |  |  | 35714.1895 |  | 35714.1895 | Top Energy | 80790.3347 |  | 34094 | 115 | 33979 | 2.3777
Horizon Energy Distribution | HRZE | EDG | Edgecumbe | INJ | 0 | 57964.1912 | 0 | 0 |  |  | 57964.1912 | 41150.2141 | 16813.9771 | Unison Networks | 228586.2963 |  | 119182 | 238 | 118944 | 1.9218
Horizon Energy Distribution | HRZE | KAW | Kawerau | INJ | 304620.48 | 17318.575 | 0 | 0 |  |  | 17318.575 |  | 17318.575 | Vector Lines |  |  | 616705 | 573 | 616132 | 0
Fonterra Todd Cogeneration | KIWI | HWA | Hawera | INJ | 146620.96 | 221212.4577 | 0 | 0 | X |  |  |  |  | WEL Networks | 58674.7554 |  | 100249.5 | 275 | 99974.5 | 0.5869
Kawerau Geothermal Limited | KWGL | KAW | Kawerau | INJ | 25411.36 | 319464.8975 | 0 | 0 | X |  |  |  |  | Waipa Networks |  |  | 28972 | 306 | 28666 | 0
MEL (Te Apiti) | MELT | WDV | Woodville | INJ | 36062.7 | 330171.2059 | 0 | 0 | X |  |  |  |  | Wellington Electricity | 109158.9826 |  | 175248.8333 | 94 | 175154.8333 | 0.62321
MEL (Westwind) | MELW | WWD | West Wind | INJ | 42702.51 | 416345.8417 | 0 | 0 | X |  |  |  |  | Westpower | 13544.6431 |  | 14326 | 26 | 14300 | 0.94718
Meridian Energy | MERI | AVI | Aviemore | INJ | 105945.64 | 859939.9328 | 0 | 0 | X
Meridian Energy | MERI | BEN | Benmore | INJ | 137810.33 | 2128372.6137 | 0 | 0 | X |  |  |  |  | Total | 709198.2505 |  | 2289851.1384 | 4924 | 2284927.1384
Meridian Energy | MERI | HRP | Harapaki | INJ | 247792.24 | 153644.2614 | 0 | 0 | X |  |  |  |  | Cross check | TRUE |  | TRUE | TRUE
Meridian Energy | MERI | MAN | Manapouri | INJ | 17909417.77 | 2668934.5996 | 0 | 0 | X
Meridian Energy | MERI | OHA | Ohau A | INJ | 1505152.41 | 1044396.8189 | 0 | 0 | X
Meridian Energy | MERI | OHB | Ohau B | INJ | 730273.65 | 882452.7785 | 0 | 0 | X
Meridian Energy | MERI | OHC | Ohau C | INJ | 771938.85 | 877310.0216 | 0 | 0 | X
Meridian Energy | MERI | WTK | Waitaki | INJ | 695644.03 | 453544.8396 | 0 | 0 | X
MainPower New Zealand | MPOW | WPR | Waipara | INJ | 22389.48 | 0.16739 | 0 | 0 |  |  | 0.16739 |  | 0.16739
Mercury NZ Limited | MRPL | ARA | Aratiatia | INJ | 787934.17 | 378386.876 | 0 | 0 | X |  |  |  |  | Registry data
Mercury NZ Limited | MRPL | ARI | Arapuni | INJ | 221506.64 | 538968.4638 | 0 | 0 | X | [6 empty] | 2025-07-31
Mercury NZ Limited | MRPL | ATI | Atiamuri | INJ | 91363.52 | 313681.58 | 0 | 0 | X |  |  |  |  | Region name (Registry identifier) |  | More than 10kW | Distributor (ComCom ID identifier)
Mercury NZ Limited | MRPL | KPO | Karapiro | INJ | 71013.41 | 458308.6706 | 0 | 0 | X
Mercury NZ Limited | MRPL | MTI | Maraetai | INJ | 1711145.19 | 978089.8601 | 0 | 0 | X |  |  |  |  | Bay of Islands (Top Energy) |  | 115 | Top Energy
Mercury NZ Limited | MRPL | OHK | Ohakuri | INJ | 107753.36 | 456577.0346 | 0 | 0 | X |  |  |  |  | Whangarei and Kaipara (Northpower) |  | 171 | Northpower
Mercury NZ Limited | MRPL | SWN | Southdown | INJ | 0 | 387.2704 | 0 | 0 | X |  |  |  |  | Waitemata (Vector) |  | 212 | Vector Lines
Mercury NZ Limited | MRPL | WKM | Whakamaru | INJ | 178743.45 | 553512.2148 | 0 | 0 | X |  |  |  |  | Auckland (Vector) |  | 361 | Vector Lines
Mercury NZ Limited | MRPL | WPA | Waipapa | INJ | 976050.1 | 259322.6551 | 0 | 0 | X |  |  |  |  | Counties (Counties Power) |  | 144 | Counties Energy
Mercury SVP Limited | MSVP | LTN | Linton | INJ | 56516.98 | 624204.4344 | 0 | 0 | X |  |  |  |  | Thames Valley (Powerco) |  | 293 | Powerco
Nga Awa Purua Joint Venture | NAPA | NAP | Nga Awa Purua | INJ | 561126.86 | 1260486.2313 | 0 | 0 | X |  |  |  |  | Waikato (WEL Networks) |  | 275 | WEL Networks
Ngatamariki Geothermal | NTRG | NAP | Nga Awa Purua | INJ | 332555.12 | 777967.8052 | 0 | 0 | X |  |  |  |  | Waipa (Waipa Networks) |  | 306 | Waipa Networks
New Zealand Steel | NZST | GLN | Glenbrook | INJ | 243051.59 | 54.0632 | 0 | 0 | X |  |  |  |  | King Country (The Lines Company) |  | 46 | The Lines Company
Orion New Zealand | ORON | BRY | Bromley | INJ | 0 | 0.021848 | 0 | 0 |  |  | 0.021848 |  | 0.021848 | Tauranga (Powerco) |  | 314 | Powerco
Powerco | POCO | BPE | Bunnythorpe | INJ | 19461.49 | 2.937 | 0 | 0 |  |  | 2.937 |  | 2.937 | Rotorua (Unison Networks) |  | 39 | Unison Networks
Powerco | POCO | GYT | Greytown | INJ | 0 | 113.8858 | 0 | 0 |  |  | 113.8858 |  | 113.8858 | Eastern Bay of Plenty (Horizon Energy) |  | 32 | Horizon Networks
Powerco | POCO | LTN | Linton | INJ | 81238.9 | 5938.2183 | 0 | 0 |  |  | 5938.2183 |  | 5938.2183 | Taupo (Unison Networks) |  | 29 | Unison Networks
Powerco | POCO | TGA | Tauranga | INJ | 2497.98 | 2.7105 | 0 | 0 |  |  | 2.7105 |  | 2.7105 | Tairawhiti and Wairoa (Firstlight Network) |  | 45 | Firstlight Network
PowerNet | POWN | GOR | Gore | INJ | 266470.34 | 33025.4872 | 0 | 0 |  |  | 33025.4872 | 36366.92 | -3341.4328 | Hawke's Bay (Unison Networks) |  | 170 | Unison Networks
PowerNet | POWN | NMA | North Makarewa | INJ | 231361.64 | 16547.2903 | 0 | 0 |  |  | 16547.2903 |  | 16547.2903 | Central Hawke's Bay (Centralines) |  | 27 | Centralines
PowerNet | POWN | NSY | Naseby | INJ | 107087.05 | 131.4445 | 0 | 0 |  |  | 131.4445 |  | 131.4445 | Southern Hawke's Bay (Scanpower) |  | 6 | Scanpower
Southern Generation GP Limited | SOU2 | MAT | Matahina | INJ | 227552.56 | 36698.7788 | 0 | 0 | X |  |  |  |  | Wairarapa (Powerco) |  | 126 | Powerco
Tararua Wind Power | TARW | TWC | Tararua | INJ | 26295.22 | 452688.8032 | 0 | 0 | X |  |  |  |  | Taranaki (Powerco) |  | 204 | Powerco
Network Tasman | TASM | MCH | Murchison | INJ | 178345.24 | 2162.1132 | 0 | 0 |  |  | 2162.1132 |  | 2162.1132 | Wanganui (Powerco) |  | 59 | Powerco
Network Tasman | TASM | STK | Stoke | INJ | 0 | 95870.2027 | 0 | 0 |  |  | 95870.2027 |  | 95870.2027 | Manawatu (Powerco) |  | 138 | Powerco
Nova Energy | TBOP | JRD | Junction Road | INJ | 10776.45 | 463041.7131 | 0 | 0 | X |  |  |  |  | Kapiti and Horowhenua (Electra) |  | 45 | Electra
Nova Energy | TBOP | KPA | Kaponga | INJ | 371565.21 | 174851.8464 | 0 | 0 | X |  |  |  |  | Wellington (Wellington Electricity) |  | 94 | Wellington Electricity
Nova Energy | TBOP | MKE | McKee | INJ | 14253.21 | 463041.7139 | 0 | 0 | X |  |  |  |  | Nelson (Nelson Electricity) |  | 10 | Nelson Electricity
Top Energy | TOPE | KOE | Kaikohe | INJ | 1145605.32 | 118123.5074 | 0 | 0 |  |  | 118123.5074 | 37333.1727 | 80790.3347 | Tasman (Network Tasman) |  | 5 | Network Tasman
KiwiRail | TRNZ | BPE | Bunnythorpe | INJ | 1521.15 | 1.0458 | 0 | 0 | X |  |  |  |  | Marlborough (Marlborough Lines) |  | 222 | Marlborough Lines
KiwiRail | TRNZ | HAM | Hamilton | INJ | 35459.77 | 20.5344 | 0 | 0 | X |  |  |  |  | Buller (Buller Electricity) |  | 5 | Buller Electricity
KiwiRail | TRNZ | PEN | Penrose | INJ | 26.73 | 0.0081516 | 0 | 0 | X |  |  |  |  | West Coast (Westpower) |  | 26 | Westpower
KiwiRail | TRNZ | SWN | Southdown | INJ | 6.06 | 0 | 0 | 0 | X |  |  |  |  | North Canterbury (MainPower NZ) |  | 114 | MainPower NZ
KiwiRail | TRNZ | TMN | Taumarunui | INJ | 102637.17 | 244.6595 | 0 | 0 | X |  |  |  |  | Central Canterbury (Orion New Zealand) |  | 841 | Orion NZ
KiwiRail | TRNZ | TNG | Tangiwai | INJ | 63665.91 | 74.8695 | 0 | 0 | X |  |  |  |  | Ashburton (Electricity Ashburton) |  | 111 | EA Networks
Manawa Energy Ltd | TRUG | ARG | Argyle | INJ | 56631.39 | 59769.1225 | 0 | 0 | X |  |  |  |  | South Canterbury (Alpine Energy) |  | 50 | Alpine Energy
Manawa Energy Ltd | TRUG | BWK | Berwick | INJ | 120852.41 | 28999.5229 | 0 | 0 | X |  |  |  |  | Waitaki (Network Waitaki) |  | 23 | Network Waitaki
Manawa Energy Ltd | TRUG | COL | Coleridge | INJ | 42988.92 | 97309.4084 | 0 | 0 | X |  |  |  |  | Queenstown (Aurora Energy) |  | 53 | Aurora Energy
Manawa Energy Ltd | TRUG | HWA | Hawera | INJ | 88092.37 | 158850.6606 | 0 | 0 | X |  |  |  |  | Central Otago (Aurora Energy) |  | 97 | Aurora Energy
Manawa Energy Ltd | TRUG | MAT | Matahina | INJ | 617689.73 | 105171.7644 | 0 | 0 | X |  |  |  |  | Otago (OtagoNet JV) |  | 29 | OtagoNet
Wellington Electricity Lines | UNET | WIL | Wilton | INJ | 852604.53 | 109158.9826 | 0 | 0 |  |  | 109158.9826 |  | 109158.9826 | Dunedin (Aurora Energy) |  | 22 | Aurora Energy
Unison Networks | UNIS | ROT | Rotorua | INJ | 0 | 6.8246 | 0 | 0 |  |  | 6.8246 |  | 6.8246 | Southland (The Power Company) |  | 53 | The Power Company
Unison Networks | UNIS | WRK | Wairakei | INJ | 286806.23 | 228579.4717 | 0 | 0 |  |  | 228579.4717 |  | 228579.4717 | Invercargill (Electricity Invercargill) |  | 12 | Electricity Invercargill
Waverly Wind Farm Ltd | WAV1 | WVY | Waverley | INJ | 44169.08 | 373960.3107 | 0 | 0 | X | [6 empty] | 4924
WEL Networks | WELE | HLY | Huntly | INJ | 4708.2 | 5670.6502 | 0 | 0 |  |  | 5670.6502 |  | 5670.6502
WEL Networks | WELE | TWH | Te Kowhai | INJ | 61311.43 | 53004.1052 | 0 | 0 |  |  | 53004.1052 |  | 53004.1052
Westpower | WPOW | DOB | Dobson | INJ | 42826.93 | 365.7718 | 0 | 0 |  |  | 365.7718 |  | 365.7718
Westpower | WPOW | HKK | Hokitika | INJ | 38946.9 | 734.5991 | 0 | 0 |  |  | 734.5991 |  | 734.5991
Westpower | WPOW | KUM | Kumara | INJ | 2496.83 | 12444.2722 | 0 | 0 |  |  | 12444.2722 |  | 12444.2722
The Lines Company | WTOM | NPK | National Park | INJ | 142483.89 | 1.2874 | 0 | 0 |  |  | 1.2874 |  | 1.2874
The Lines Company | WTOM | ONG | Ongarue | INJ | 85682.16 | 4314.4833 | 0 | 0 |  |  | 4314.4833 |  | 4314.4833
The Lines Company | WTOM | TKU | Tokaanu | INJ | 12334.56 | 92.403 | 0 | 0 |  |  | 92.403 |  | 92.403

## BBC adjustments
the
[6 empty] | BPE-HAY REC | HVDC | LSI REL | LSI REN | NIGU | UNIDRS | WRK-WKM C | BOP_LV | CML_LV | CNI_LV | CSI_HV | CSI_HV_LNI_HV_HVDC | HB_HV | HB_LV | LNI_HV | LSI_HV | NLD_HV | NLD_LV | NMB_LV | SLD_LV | TIM_LV | UNI_HV | UNI_LV | USI_HV | USI_LV | WTK_LV | WTN_LV | WTO_LV | CUWLP | HVDC POLE 2 | WUNIVM
|  |  |  | Pricing year | Source | Appendix A | Appendix A | Appendix A | Appendix A | Appendix A | Appendix A | Appendix A | Simple Method | Simple Method | Simple Method | Simple Method | Simple Method | Simple Method | Simple Method | Simple Method | Simple Method | Simple Method | Simple Method | Simple Method | Simple Method | Simple Method | Simple Method | Simple Method | Simple Method | Simple Method | Simple Method | Simple Method | Simple Method | Standard Method | Standard Method | Standard Method
|  |  | Covered costs | 2025-04-01 | https://static.transpower.co.nz/public/uncontrolled_docs/Appendix%20E%20-%20Covered%20Costs%20-%20PY2025.xlsx?VersionId=d0PnoZqNJ1KL3Zl6HQCk5PPnqRc68WSx | 7229906.43 | 103073016.74 | 3069436.41 | 3163379.59 | 69115602.79 | 5015695.5 | 10735547.22 | 1765803.22 | 750.55 | 7823226.89 | 702721.79 | 11790785.96 | 686919.56 | 1370979.66 | 20930053.78 | 4378696.58 | 3890020.91 | 1445482.84 | 1643732.31 | 1462841.08 | 145926.76 | 9643157.72 | 5400259.97 | 3367647.41 | 2708536.04 | 268337.56 | 4789212.37 | 5012196.94 | 5466072.18 | 1658756.06 | 4582616.3
|  |  |  | 2024-04-01 | https://static.transpower.co.nz/public/uncontrolled_docs/Appendix%20E%20-%20Covered%20Costs%20-%20PY2024.xlsx?VersionId=ISR1U_UCvBIh9B2kT0ABzRhFUdi2zbe2 | 6764679.71 | 99296382.99 | 2901969.92 | 2993799.91 | 66114956.42 | 5561114.25 | 10254736.56 | 1308328.97 | 507.39 | 5900095.38 | 619668.03 | 9603254.67 | 454288.34 | 1347812.9 | 14966465.39 | 2809192.6 | 3230475.84 | 939537.03 | 822859.93 | 1057532.55 | 44295.38 | 5158390.64 | 3920109.47 | 2022217.6 | 1652882.83 | 177610.43 | 4019008.41 | 3691366.84 | 5055803.36 | 391843.65 | 1021829.88
|  |  |  | 2023-04-01 | https://static.transpower.co.nz/public/uncontrolled_docs/Appendix%20E%20-%20Covered%20Costs%20-%20PY2023.xlsx?VersionId=lGmPl4UC5wNLa4C9SFcJ9o7LHockXz6Q | 6677330.56 | 111494187.87 | 2889631.57 | 2952143.08 | 66204565.97 | 5481687.57 | 10150699.95 | 896275.26 | 340.86 | 5359430.27 | 395881.29 | 7117031.98 | 383153.05 | 1221545.58 | 10792688.27 | 2010347.49 | 2460239.44 | 650836.31 | 671597.14 | 721254.33 | 26785.77 | 2906554.29 | 3356189 | 1397794.49 | 1214905.49 | 139167.07 | 3796006.31 | 2745813.42 | 3193950.6
Source for new and previous allocations: | [5 empty] | Appendix A | [6 empty] | Simple Method | [20 empty] | Standard Method
Appendix D - BBI Customer Allocation workbook - PY2023 and PY2024.xlsx |  |  |  | Customer | Location | BPE-HAY REC | HVDC | LSI REL | LSI REN | NIGU | UNIDRS | WRK-WKM C | BOP_LV | CML_LV | CNI_LV | CSI_HV | CSI_HV_LNI_HV_HVDC | HB_HV | HB_LV | LNI_HV | LSI_HV | NLD_HV | NLD_LV | NMB_LV | SLD_LV | TIM_LV | UNI_HV | UNI_LV | USI_HV | USI_LV | WTK_LV | WTN_LV | WTO_LV | CUWLP | HVDC POLE 2 | WUNIVM
PY2023 and PY2024
9. TOPE KOE Adjustment
Simple method | 37333.1727 | 2024-01-27 | New allocation | TOPE | KOE | 0.00079262 | 0.0026739 | 0 | 1.9326e-05 | 0.011 | 0.011 | 0.0052151 | 0.00024619 | 3e-10 | 6.5522e-05 | 0.0011351 | 0.0039042 | 1.5804e-06 | 3.178e-07 | 0.0046537 | 0.00034613 | 0.075353 | 0.19378 | 3e-10 | 4.0273e-05 | 3e-10 | 0.0082102 | 0.0018019 | 3e-10 | 3e-10 | 3e-10 | 1.984e-07 | 3.484e-05 | 0 | 0 | 0.0005872
Standard method | 0 |  | Previous allocation | TOPE | KOE | 0.00064013 | 0.0026233 | 0 | 1.5617e-05 | 0.011 | 0.011 | 0.0052151 | 0.00024601 | 1e-10 | 6.5291e-05 | 0.0011343 | 0.0039014 | 1.5785e-06 | 3.17e-07 | 0.0046503 | 0.00034587 | 0.075301 | 0.1375 | 1e-10 | 4.0243e-05 | 1e-10 | 0.0082041 | 0.0016575 | 1e-10 | 1e-10 | 1e-10 | 1.804e-07 | 2.818e-05 | 0 | 0 | 0.00058249
Appendix A | 6674.8885 |  | Increase in allocation |  |  | 0.00015249 | 5.0637e-05 | 0 | 3.7096e-06 | 0 | 0 | 0 | 1.827e-07 | 2e-10 | 2.311e-07 | 8.445e-07 | 2.8783e-06 | 1.9e-09 | 8e-10 | 3.4216e-06 | 2.582e-07 | 5.2022e-05 | 0.056273 | 2e-10 | 3.01e-08 | 2e-10 | 6.08e-06 | 0.00014444 | 2e-10 | 2e-10 | 2e-10 | 1.8e-08 | 6.6601e-06 | 0 | 0 | 4.7108e-06
Non-Appendix A | 37333.1727 |  | Increase in BBC |  |  | 1018.2395 | 5645.6977 | 0 | 10.9513 | 0 | 0 | 0 | 0.16375 | 6.8172e-08 | 1.2386 | 0.33432 | 20.485 | 0.00072799 | 0.00097724 | 36.9283 | 0.51907 | 127.9871 | 36624.7069 | 0.00013432 | 0.02171 | 5.3572e-06 | 17.6719 | 484.7582 | 0.00027956 | 0.00024298 | 2.7833e-05 | 0.068328 | 18.2874 | 0 | 0 | 0
Total BBCs | 44008.0612
11. HRZE EDG Adjustment
Simple method | 41145.5511 | 2024-06-06 | New allocation | HRZE | EDG | 0.00084103 | 0.001714 | 0.0025847 | 0.0017703 | 0.00044275 | 0.00044275 | 0.002181 | 0.00065659 | 4.332e-05 | 0.00056897 | 0.0024374 | 0.0085367 | 0.0010133 | 0.00055544 | 0.011173 | 0.00073103 | 0.0010495 | 0.00099905 | 3.3011e-05 | 8.7628e-05 | 3.5983e-05 | 0.0010508 | 0.0010552 | 4.3493e-05 | 3.8736e-05 | 4.3753e-05 | 0.00078128 | 0.00059383 | 0.0081037 | 0.0078544 | 0.013931
Standard method | 4.663 |  | Previous allocation | HRZE | EDG | 0.00084103 | 0.001714 | 0.0025847 | 0.0017703 | 0.00028639 | 0.00028639 | 0 | 0.0005534 | 0 | 0.00015581 | 0.0023933 | 0.0083093 | 3.1353e-06 | 6.607e-07 | 0.010123 | 0.00072009 | 1e-10 | 2e-10 | 0 | 8.4405e-05 | 0 | 3.3e-08 | 8.19e-08 | 0 | 0 | 0 | 3.726e-07 | 1.939e-06 | 0.0081037 | 0.0078544 | 0.013926
Appendix A | 33572.7624 |  | Increase in allocation |  |  | 0 | 0 | 0 | 0 | 0.00015635 | 0.00015635 | 0.002181 | 0.00010319 | 4.332e-05 | 0.00041316 | 4.4162e-05 | 0.00022738 | 0.0010102 | 0.00055478 | 0.0010506 | 1.0936e-05 | 0.0010495 | 0.00099905 | 3.3011e-05 | 3.2223e-06 | 3.5983e-05 | 0.0010507 | 0.0010551 | 4.3493e-05 | 3.8736e-05 | 4.3753e-05 | 0.00078091 | 0.0005919 | 0 | 0 | 4.5634e-06
Non-Appendix A | 41150.2141 |  | Increase in BBC |  |  | 0 | 0 | 0 | 0 | 10337.2784 | 869.4975 | 22365.9865 | 135.0042 | 0.02198 | 2437.6698 | 27.366 | 2183.6111 | 458.9163 | 747.7392 | 15724.1232 | 30.7205 | 3390.2998 | 938.6413 | 27.1631 | 3.4077 | 1.5939 | 5420.0123 | 4136.1326 | 87.9527 | 64.0267 | 7.771 | 3138.4746 | 2184.9031 | 0 | 0 | 4.663
Total BBCs | 74722.9765
13. POWN GOR Kaiwera Downs Adjustment
Simple method | 19262.5432 | 2024-07-02 | New allocation | POWN | GOR | 0.010219 | 0.0066038 | 0.08362 | 0.011201 | 0.001358 | 0.001358 | 0.00062176 | 6.2964e-06 | 6.4262e-05 | 3.5764e-06 | 0.00045304 | 0.00033089 | 1.1289e-05 | 6.1779e-06 | 3.9141e-05 | 0.006149 | 1.1414e-05 | 1.0597e-05 | 4.7839e-05 | 0.23878 | 4.7408e-05 | 1.1425e-05 | 1.1504e-05 | 6.4586e-05 | 5.784e-05 | 6.4832e-05 | 9.5816e-06 | 6.6227e-06 | 0.0032734 | 0.0014155 | 0
Standard method | 17104.3768 |  | Previous allocation | POWN | GOR | 0.010214 | 0.0026254 | 0.065533 | 0.011201 | 0.0006591 | 0.0006591 | 0.00062176 | 4.1017e-06 | 0 | 3.218e-07 | 0.00038814 | 0.00026785 | 6.59e-08 | 4.1e-08 | 2.7588e-05 | 0.0059037 | 0 | 0 | 0 | 0.22249 | 0 | 1e-10 | 3e-10 | 0 | 0 | 0 | 7e-09 | 1.16e-08 | 0 | 0 | 0
Appendix A | 497657.9988 |  | Increase in allocation |  |  | 4.8231e-06 | 0.0039784 | 0.018087 | 0 | 0.0006989 | 0.0006989 | 0 | 2.1947e-06 | 6.4262e-05 | 3.2546e-06 | 6.4904e-05 | 6.3047e-05 | 1.1223e-05 | 6.1369e-06 | 1.1553e-05 | 0.00024532 | 1.1414e-05 | 1.0597e-05 | 4.7839e-05 | 0.016289 | 4.7408e-05 | 1.1425e-05 | 1.1504e-05 | 6.4586e-05 | 5.784e-05 | 6.4832e-05 | 9.5746e-06 | 6.6111e-06 | 0.0032734 | 0.0014155 | 0
Non-Appendix A | 36366.92 |  | Increase in BBC |  |  | 32.6267 | 395043.1529 | 52487.4621 | 0 | 46208.067 | 3886.69 | 0 | 2.8714 | 0.032606 | 19.2025 | 40.2186 | 605.4526 | 5.0985 | 8.2714 | 172.9076 | 689.1556 | 36.871 | 9.9566 | 39.3645 | 17226.3975 | 2.0999 | 58.9356 | 45.0977 | 130.6078 | 95.6026 | 11.5148 | 38.4804 | 24.404 | 16549.7198 | 554.657 | 0
Total BBCs | 534024.9188
14. WELE HLY RHO Adj (note - relates to BESS, so unclear how much relates to injection, therefore excluded from analysis)
Simple method | 9466.3284 | 2024-07-24 | New allocation | WELE | HLY | 0.00077167 | 0.0015121 | 0.0025094 | 0.0019968 | 0.0057735 | 0.0057735 | 0.0032431 | 0.00025444 | 4.2247e-06 | 0.00010911 | 0.0010613 | 0.0036896 | 9.9823e-05 | 5.441e-05 | 0.0045657 | 0.00031912 | 0.00010244 | 9.7514e-05 | 3.2192e-06 | 3.6967e-05 | 3.5091e-06 | 0.00010258 | 0.00010303 | 4.2416e-06 | 3.7776e-06 | 4.2669e-06 | 7.6371e-05 | 5.8608e-05 | 0.0032099 | 0.0031466 | 0.0055869
Standard method | 0 |  | Previous allocation | WELE | HLY | 0.00075707 | 0.0015073 | 0.0025094 | 0.0019964 | 0.0057735 | 0.0057735 | 0.0032431 | 0.00023154 | 0 | 6.517e-05 | 0.0010014 | 0.0034759 | 1.1473e-06 | 2.657e-07 | 0.0042301 | 0.00030125 | 0 | 1e-10 | 0 | 3.458e-05 | 0 | 1.38e-08 | 3.43e-08 | 0 | 0 | 0 | 1.558e-07 | 8.108e-07 | 0.0032099 | 0.0031466 | 0.0055869
Appendix A | 581.8051 |  | Increase in allocation |  |  | 1.4601e-05 | 4.8539e-06 | 0 | 3.545e-07 | 0 | 0 | 0 | 2.2892e-05 | 4.2247e-06 | 4.3943e-05 | 5.9946e-05 | 0.0002137 | 9.8675e-05 | 5.4144e-05 | 0.00033567 | 1.787e-05 | 0.00010244 | 9.7513e-05 | 3.2192e-06 | 2.3869e-06 | 3.5091e-06 | 0.00010256 | 0.00010299 | 4.2416e-06 | 3.7776e-06 | 4.2669e-06 | 7.6215e-05 | 5.7797e-05 | 0 | 0 | 0
Non-Appendix A | 9466.3284 |  | Increase in BBC |  |  | 98.7691 | 481.9747 | 0 | 1.0613 | 0 | 0 | 0 | 29.95 | 0.0021436 | 259.2673 | 37.1466 | 2052.2597 | 44.827 | 72.9757 | 5023.786 | 50.1989 | 330.9306 | 91.6175 | 2.649 | 2.5242 | 0.15544 | 529.0574 | 403.7415 | 8.5774 | 6.2439 | 0.75785 | 306.3103 | 213.3499 | 0 | 0 | 0
Total BBCs | 10048.1335

## ComCom Total ICPs
edb | network | disc_yr | sch_ref | section | category | sub_category | description | obs_yr | fcast_yr | units | value | text_input | sect_no | source | schedule | version
Alpine Energy | All | 2024 | 37 | 8(i): Billed Quantities by Price Component | Total | Consumer totals | Average no. of ICPs in disclosure year | 2024 |  | No. | 33883.178 |  | 8.01 | Year end | SCHEDULE 8: REPORT ON BILLED QUANTITIES AND LINE CHARGE REVENUES | 2024.09.1
Aurora Energy | All | 2024 | 36 | 8(i): Billed Quantities by Price Component | Total | Consumer totals | Average no. of ICPs in disclosure year | 2024 |  | No. | 95241.0473 |  | 8.01 | Year end | SCHEDULE 8: REPORT ON BILLED QUANTITIES AND LINE CHARGE REVENUES | 2024.09.1
Buller Electricity | All | 2024 | 28 | 8(i): Billed Quantities by Price Component | Total | Consumer totals | Average no. of ICPs in disclosure year | 2024 |  | No. | 4889 |  | 8.01 | Year end | SCHEDULE 8: REPORT ON BILLED QUANTITIES AND LINE CHARGE REVENUES | 2024.09.1
Centralines | All | 2024 | 45 | 8(i): Billed Quantities by Price Component | Total | Consumer totals | Average no. of ICPs in disclosure year | 2024 |  | No. | 9285 |  | 8.01 | Year end | SCHEDULE 8: REPORT ON BILLED QUANTITIES AND LINE CHARGE REVENUES | 2024.09.1
Counties Energy | All | 2024 | 27 | 8(i): Billed Quantities by Price Component | Total | Consumer totals | Average no. of ICPs in disclosure year | 2024 |  | No. | 48147 |  | 8.01 | Year end | SCHEDULE 8: REPORT ON BILLED QUANTITIES AND LINE CHARGE REVENUES | 2024.09.1
EA Networks | All | 2024 | 30 | 8(i): Billed Quantities by Price Component | Total | Consumer totals | Average no. of ICPs in disclosure year | 2024 |  | No. | 21105 |  | 8.01 | Year end | SCHEDULE 8: REPORT ON BILLED QUANTITIES AND LINE CHARGE REVENUES | 2024.09.1
Electra | All | 2024 | 28 | 8(i): Billed Quantities by Price Component | Total | Consumer totals | Average no. of ICPs in disclosure year | 2024 |  | No. | 46748.5 |  | 8.01 | Year end | SCHEDULE 8: REPORT ON BILLED QUANTITIES AND LINE CHARGE REVENUES | 2024.09.1
Electricity Invercargill | All | 2024 | 28 | 8(i): Billed Quantities by Price Component | Total | Consumer totals | Average no. of ICPs in disclosure year | 2024 |  | No. | 17645 |  | 8.01 | Year end | SCHEDULE 8: REPORT ON BILLED QUANTITIES AND LINE CHARGE REVENUES | 2024.09.1
Firstlight Network | All | 2024 | 34 | 8(i): Billed Quantities by Price Component | Total | Consumer totals | Average no. of ICPs in disclosure year | 2024 |  | No. | 25934.4167 |  | 8.01 | Year end | SCHEDULE 8: REPORT ON BILLED QUANTITIES AND LINE CHARGE REVENUES | 2024.09.1
Horizon Networks | All | 2024 | 42 | 8(i): Billed Quantities by Price Component | Total | Consumer totals | Average no. of ICPs in disclosure year | 2024 |  | No. | 25299.5 |  | 8.01 | Year end | SCHEDULE 8: REPORT ON BILLED QUANTITIES AND LINE CHARGE REVENUES | 2024.09.1
MainPower NZ | All | 2024 | 38 | 8(i): Billed Quantities by Price Component | Total | Consumer totals | Average no. of ICPs in disclosure year | 2024 |  | No. | 44918 |  | 8.01 | Year end | SCHEDULE 8: REPORT ON BILLED QUANTITIES AND LINE CHARGE REVENUES | 2024.09.1
Marlborough Lines | All | 2024 | 28 | 8(i): Billed Quantities by Price Component | Total | Consumer totals | Average no. of ICPs in disclosure year | 2024 |  | No. | 27034 |  | 8.01 | Year end | SCHEDULE 8: REPORT ON BILLED QUANTITIES AND LINE CHARGE REVENUES | 2024.09.1
Nelson Electricity | All | 2024 | 28 | 8(i): Billed Quantities by Price Component | Total | Consumer totals | Average no. of ICPs in disclosure year | 2024 |  | No. | 9311.5 |  | 8.01 | Year end | SCHEDULE 8: REPORT ON BILLED QUANTITIES AND LINE CHARGE REVENUES | 2024.09.1
Network Tasman | All | 2024 | 38 | 8(i): Billed Quantities by Price Component | Total | Consumer totals | Average no. of ICPs in disclosure year | 2024 |  | No. | 42816 |  | 8.01 | Year end | SCHEDULE 8: REPORT ON BILLED QUANTITIES AND LINE CHARGE REVENUES | 2024.09.1
Network Waitaki | All | 2024 | 34 | 8(i): Billed Quantities by Price Component | Total | Consumer totals | Average no. of ICPs in disclosure year | 2024 |  | No. | 13445.98 |  | 8.01 | Year end | SCHEDULE 8: REPORT ON BILLED QUANTITIES AND LINE CHARGE REVENUES | 2024.09.1
Northpower | All | 2024 | 40 | 8(i): Billed Quantities by Price Component | Total | Consumer totals | Average no. of ICPs in disclosure year | 2024 |  | No. | 63782 |  | 8.01 | Year end | SCHEDULE 8: REPORT ON BILLED QUANTITIES AND LINE CHARGE REVENUES | 2024.09.1
Orion NZ | All | 2024 | 28 | 8(i): Billed Quantities by Price Component | Total | Consumer totals | Average no. of ICPs in disclosure year | 2024 |  | No. | 223047 |  | 8.01 | Year end | SCHEDULE 8: REPORT ON BILLED QUANTITIES AND LINE CHARGE REVENUES | 2024.09.1
OtagoNet | All | 2024 | 28 | 8(i): Billed Quantities by Price Component | Total | Consumer totals | Average no. of ICPs in disclosure year | 2024 |  | No. | 20029 |  | 8.01 | Year end | SCHEDULE 8: REPORT ON BILLED QUANTITIES AND LINE CHARGE REVENUES | 2024.09.1
Powerco | All | 2024 | 23 | 8(i): Billed Quantities by Price Component | Total | Consumer totals | Average no. of ICPs in disclosure year | 2024 |  | No. | 359857 |  | 8.01 | Year end | SCHEDULE 8: REPORT ON BILLED QUANTITIES AND LINE CHARGE REVENUES | 2024.09.1
Scanpower | All | 2024 | 28 | 8(i): Billed Quantities by Price Component | Total | Consumer totals | Average no. of ICPs in disclosure year | 2024 |  | No. | 6791 |  | 8.01 | Year end | SCHEDULE 8: REPORT ON BILLED QUANTITIES AND LINE CHARGE REVENUES | 2024.09.1
The Lines Company | All | 2024 | 401 | 8(i): Billed Quantities by Price Component | Total | Consumer totals | Average no. of ICPs in disclosure year | 2024 |  | No. | 24144.6831 |  | 8.01 | Year end | SCHEDULE 8: REPORT ON BILLED QUANTITIES AND LINE CHARGE REVENUES | 2024.09.1
The Power Company | All | 2024 | 28 | 8(i): Billed Quantities by Price Component | Total | Consumer totals | Average no. of ICPs in disclosure year | 2024 |  | No. | 37720 |  | 8.01 | Year end | SCHEDULE 8: REPORT ON BILLED QUANTITIES AND LINE CHARGE REVENUES | 2024.09.1
Top Energy | All | 2024 | 39 | 8(i): Billed Quantities by Price Component | Total | Consumer totals | Average no. of ICPs in disclosure year | 2024 |  | No. | 34094 |  | 8.01 | Year end | SCHEDULE 8: REPORT ON BILLED QUANTITIES AND LINE CHARGE REVENUES | 2024.09.1
Unison Networks | All | 2024 | 45 | 8(i): Billed Quantities by Price Component | Total | Consumer totals | Average no. of ICPs in disclosure year | 2024 |  | No. | 119182 |  | 8.01 | Year end | SCHEDULE 8: REPORT ON BILLED QUANTITIES AND LINE CHARGE REVENUES | 2024.09.1
Vector Lines | All | 2024 | 57 | 8(i): Billed Quantities by Price Component | Total | Consumer totals | Average no. of ICPs in disclosure year | 2024 |  | No. | 616705 |  | 8.01 | Year end | SCHEDULE 8: REPORT ON BILLED QUANTITIES AND LINE CHARGE REVENUES | 2024.09.1
WEL Networks | All | 2024 | 31 | 8(i): Billed Quantities by Price Component | Total | Consumer totals | Average no. of ICPs in disclosure year | 2024 |  | No. | 100249.5 |  | 8.01 | Year end | SCHEDULE 8: REPORT ON BILLED QUANTITIES AND LINE CHARGE REVENUES | 2024.09.1
Waipa Networks | All | 2024 | 28 | 8(i): Billed Quantities by Price Component | Total | Consumer totals | Average no. of ICPs in disclosure year | 2024 |  | No. | 28972 |  | 8.01 | Year end | SCHEDULE 8: REPORT ON BILLED QUANTITIES AND LINE CHARGE REVENUES | 2024.09.1
Wellington Electricity | All | 2024 | 38 | 8(i): Billed Quantities by Price Component | Total | Consumer totals | Average no. of ICPs in disclosure year | 2024 |  | No. | 175248.8333 |  | 8.01 | Year end | SCHEDULE 8: REPORT ON BILLED QUANTITIES AND LINE CHARGE REVENUES | 2024.09.1
Westpower | All | 2024 | 28 | 8(i): Billed Quantities by Price Component | Total | Consumer totals | Average no. of ICPs in disclosure year | 2024 |  | No. | 14326 |  | 8.01 | Year end | SCHEDULE 8: REPORT ON BILLED QUANTITIES AND LINE CHARGE REVENUES | 2024.09.1
2289851.1384

## ComCom $ Vege Management
edb | network | disc_yr | sch_ref | section | category | sub_category | description | obs_yr | fcast_yr | units | value | text_input | sect_no | source | schedule | version
Alpine Energy | All | 2024 | 9 | 6b(i): Operational Expenditure | Network opex |  | Vegetation management | 2024 |  | $000 | 806.7211 |  | 6.21 | Year end | SCHEDULE 6b: REPORT ON OPERATIONAL EXPENDITURE FOR THE DISCLOSURE YEAR | 2024.09.1
Aurora Energy | All | 2024 | 9 | 6b(i): Operational Expenditure | Network opex |  | Vegetation management | 2024 |  | $000 | 4511 |  | 6.21 | Year end | SCHEDULE 6b: REPORT ON OPERATIONAL EXPENDITURE FOR THE DISCLOSURE YEAR | 2024.09.1
Buller Electricity | All | 2024 | 9 | 6b(i): Operational Expenditure | Network opex |  | Vegetation management | 2024 |  | $000 | 178.4147 |  | 6.21 | Year end | SCHEDULE 6b: REPORT ON OPERATIONAL EXPENDITURE FOR THE DISCLOSURE YEAR | 2024.09.1
Centralines | All | 2024 | 9 | 6b(i): Operational Expenditure | Network opex |  | Vegetation management | 2024 |  | $000 | 696 |  | 6.21 | Year end | SCHEDULE 6b: REPORT ON OPERATIONAL EXPENDITURE FOR THE DISCLOSURE YEAR | 2024.09.1
Counties Energy | All | 2024 | 9 | 6b(i): Operational Expenditure | Network opex |  | Vegetation management | 2024 |  | $000 | 3559 |  | 6.21 | Year end | SCHEDULE 6b: REPORT ON OPERATIONAL EXPENDITURE FOR THE DISCLOSURE YEAR | 2024.09.1
EA Networks | All | 2024 | 9 | 6b(i): Operational Expenditure | Network opex |  | Vegetation management | 2024 |  | $000 | 1081 |  | 6.21 | Year end | SCHEDULE 6b: REPORT ON OPERATIONAL EXPENDITURE FOR THE DISCLOSURE YEAR | 2024.09.1
Electra | All | 2024 | 9 | 6b(i): Operational Expenditure | Network opex |  | Vegetation management | 2024 |  | $000 | 1832.5212 |  | 6.21 | Year end | SCHEDULE 6b: REPORT ON OPERATIONAL EXPENDITURE FOR THE DISCLOSURE YEAR | 2024.09.1
Electricity Invercargill | All | 2024 | 9 | 6b(i): Operational Expenditure | Network opex |  | Vegetation management | 2024 |  | $000 | 14.429 |  | 6.21 | Year end | SCHEDULE 6b: REPORT ON OPERATIONAL EXPENDITURE FOR THE DISCLOSURE YEAR | 2024.09.1
Firstlight Network | All | 2024 | 9 | 6b(i): Operational Expenditure | Network opex |  | Vegetation management | 2024 |  | $000 | 1829.2135 |  | 6.21 | Year end | SCHEDULE 6b: REPORT ON OPERATIONAL EXPENDITURE FOR THE DISCLOSURE YEAR | 2024.09.1
Horizon Networks | All | 2024 | 9 | 6b(i): Operational Expenditure | Network opex |  | Vegetation management | 2024 |  | $000 | 1074.94 |  | 6.21 | Year end | SCHEDULE 6b: REPORT ON OPERATIONAL EXPENDITURE FOR THE DISCLOSURE YEAR | 2024.09.1
MainPower NZ | All | 2024 | 9 | 6b(i): Operational Expenditure | Network opex |  | Vegetation management | 2024 |  | $000 | 1154.79 |  | 6.21 | Year end | SCHEDULE 6b: REPORT ON OPERATIONAL EXPENDITURE FOR THE DISCLOSURE YEAR | 2024.09.1
Marlborough Lines | All | 2024 | 9 | 6b(i): Operational Expenditure | Network opex |  | Vegetation management | 2024 |  | $000 | 2162 |  | 6.21 | Year end | SCHEDULE 6b: REPORT ON OPERATIONAL EXPENDITURE FOR THE DISCLOSURE YEAR | 2024.09.1
Nelson Electricity | All | 2024 | 9 | 6b(i): Operational Expenditure | Network opex |  | Vegetation management | 2024 |  | $000 | 44 |  | 6.21 | Year end | SCHEDULE 6b: REPORT ON OPERATIONAL EXPENDITURE FOR THE DISCLOSURE YEAR | 2024.09.1
Network Tasman | All | 2024 | 9 | 6b(i): Operational Expenditure | Network opex |  | Vegetation management | 2024 |  | $000 | 1572 |  | 6.21 | Year end | SCHEDULE 6b: REPORT ON OPERATIONAL EXPENDITURE FOR THE DISCLOSURE YEAR | 2024.09.1
Network Waitaki | All | 2024 | 9 | 6b(i): Operational Expenditure | Network opex |  | Vegetation management | 2024 |  | $000 | 989.26 |  | 6.21 | Year end | SCHEDULE 6b: REPORT ON OPERATIONAL EXPENDITURE FOR THE DISCLOSURE YEAR | 2024.09.1
Northpower | All | 2024 | 9 | 6b(i): Operational Expenditure | Network opex |  | Vegetation management | 2024 |  | $000 | 3633.4502 |  | 6.21 | Year end | SCHEDULE 6b: REPORT ON OPERATIONAL EXPENDITURE FOR THE DISCLOSURE YEAR | 2024.09.1
Orion NZ | All | 2024 | 9 | 6b(i): Operational Expenditure | Network opex |  | Vegetation management | 2024 |  | $000 | 4379 |  | 6.21 | Year end | SCHEDULE 6b: REPORT ON OPERATIONAL EXPENDITURE FOR THE DISCLOSURE YEAR | 2024.09.1
OtagoNet | All | 2024 | 9 | 6b(i): Operational Expenditure | Network opex |  | Vegetation management | 2024 |  | $000 | 1323 |  | 6.21 | Year end | SCHEDULE 6b: REPORT ON OPERATIONAL EXPENDITURE FOR THE DISCLOSURE YEAR | 2024.09.1
Powerco | All | 2024 | 9 | 6b(i): Operational Expenditure | Network opex |  | Vegetation management | 2024 |  | $000 | 11241.5254 |  | 6.21 | Year end | SCHEDULE 6b: REPORT ON OPERATIONAL EXPENDITURE FOR THE DISCLOSURE YEAR | 2024.09.1
Scanpower | All | 2024 | 9 | 6b(i): Operational Expenditure | Network opex |  | Vegetation management | 2024 |  | $000 | 761 |  | 6.21 | Year end | SCHEDULE 6b: REPORT ON OPERATIONAL EXPENDITURE FOR THE DISCLOSURE YEAR | 2024.09.1
The Lines Company | All | 2024 | 9 | 6b(i): Operational Expenditure | Network opex |  | Vegetation management | 2024 |  | $000 | 1726.7735 |  | 6.21 | Year end | SCHEDULE 6b: REPORT ON OPERATIONAL EXPENDITURE FOR THE DISCLOSURE YEAR | 2024.09.1
The Power Company | All | 2024 | 9 | 6b(i): Operational Expenditure | Network opex |  | Vegetation management | 2024 |  | $000 | 1529.46 |  | 6.21 | Year end | SCHEDULE 6b: REPORT ON OPERATIONAL EXPENDITURE FOR THE DISCLOSURE YEAR | 2024.09.1
Top Energy | All | 2024 | 9 | 6b(i): Operational Expenditure | Network opex |  | Vegetation management | 2024 |  | $000 | 2158.9554 |  | 6.21 | Year end | SCHEDULE 6b: REPORT ON OPERATIONAL EXPENDITURE FOR THE DISCLOSURE YEAR | 2024.09.1
Unison Networks | All | 2024 | 9 | 6b(i): Operational Expenditure | Network opex |  | Vegetation management | 2024 |  | $000 | 3368.8343 |  | 6.21 | Year end | SCHEDULE 6b: REPORT ON OPERATIONAL EXPENDITURE FOR THE DISCLOSURE YEAR | 2024.09.1
Vector Lines | All | 2024 | 9 | 6b(i): Operational Expenditure | Network opex |  | Vegetation management | 2024 |  | $000 | 7963 |  | 6.21 | Year end | SCHEDULE 6b: REPORT ON OPERATIONAL EXPENDITURE FOR THE DISCLOSURE YEAR | 2024.09.1
WEL Networks | All | 2024 | 9 | 6b(i): Operational Expenditure | Network opex |  | Vegetation management | 2024 |  | $000 | 1969 |  | 6.21 | Year end | SCHEDULE 6b: REPORT ON OPERATIONAL EXPENDITURE FOR THE DISCLOSURE YEAR | 2024.09.1
Waipa Networks | All | 2024 | 9 | 6b(i): Operational Expenditure | Network opex |  | Vegetation management | 2024 |  | $000 | 2142.3598 |  | 6.21 | Year end | SCHEDULE 6b: REPORT ON OPERATIONAL EXPENDITURE FOR THE DISCLOSURE YEAR | 2024.09.1
Wellington Electricity | All | 2024 | 9 | 6b(i): Operational Expenditure | Network opex |  | Vegetation management | 2024 |  | $000 | 1633.2177 |  | 6.21 | Year end | SCHEDULE 6b: REPORT ON OPERATIONAL EXPENDITURE FOR THE DISCLOSURE YEAR | 2024.09.1
Westpower | All | 2024 | 9 | 6b(i): Operational Expenditure | Network opex |  | Vegetation management | 2024 |  | $000 | 1547.064 |  | 6.21 | Year end | SCHEDULE 6b: REPORT ON OPERATIONAL EXPENDITURE FOR THE DISCLOSURE YEAR | 2024.09.1

## ComCom $ R&C Maintenance
edb | network | disc_yr | sch_ref | section | category | sub_category | description | obs_yr | fcast_yr | units | value | text_input | sect_no | source | schedule | version
Alpine Energy | All | 2024 | 10 | 6b(i): Operational Expenditure | Network opex |  | Routine and corrective maintenance and inspection | 2024 |  | $000 | 3145.184 |  | 6.21 | Year end | SCHEDULE 6b: REPORT ON OPERATIONAL EXPENDITURE FOR THE DISCLOSURE YEAR | 2024.09.1
Aurora Energy | All | 2024 | 10 | 6b(i): Operational Expenditure | Network opex |  | Routine and corrective maintenance and inspection | 2024 |  | $000 | 9687 |  | 6.21 | Year end | SCHEDULE 6b: REPORT ON OPERATIONAL EXPENDITURE FOR THE DISCLOSURE YEAR | 2024.09.1
Buller Electricity | All | 2024 | 10 | 6b(i): Operational Expenditure | Network opex |  | Routine and corrective maintenance and inspection | 2024 |  | $000 | 317.624 |  | 6.21 | Year end | SCHEDULE 6b: REPORT ON OPERATIONAL EXPENDITURE FOR THE DISCLOSURE YEAR | 2024.09.1
Centralines | All | 2024 | 10 | 6b(i): Operational Expenditure | Network opex |  | Routine and corrective maintenance and inspection | 2024 |  | $000 | 89 |  | 6.21 | Year end | SCHEDULE 6b: REPORT ON OPERATIONAL EXPENDITURE FOR THE DISCLOSURE YEAR | 2024.09.1
Counties Energy | All | 2024 | 10 | 6b(i): Operational Expenditure | Network opex |  | Routine and corrective maintenance and inspection | 2024 |  | $000 | 2065 |  | 6.21 | Year end | SCHEDULE 6b: REPORT ON OPERATIONAL EXPENDITURE FOR THE DISCLOSURE YEAR | 2024.09.1
EA Networks | All | 2024 | 10 | 6b(i): Operational Expenditure | Network opex |  | Routine and corrective maintenance and inspection | 2024 |  | $000 | 1336 |  | 6.21 | Year end | SCHEDULE 6b: REPORT ON OPERATIONAL EXPENDITURE FOR THE DISCLOSURE YEAR | 2024.09.1
Electra | All | 2024 | 10 | 6b(i): Operational Expenditure | Network opex |  | Routine and corrective maintenance and inspection | 2024 |  | $000 | 1300.2068 |  | 6.21 | Year end | SCHEDULE 6b: REPORT ON OPERATIONAL EXPENDITURE FOR THE DISCLOSURE YEAR | 2024.09.1
Electricity Invercargill | All | 2024 | 10 | 6b(i): Operational Expenditure | Network opex |  | Routine and corrective maintenance and inspection | 2024 |  | $000 | 1144.921 |  | 6.21 | Year end | SCHEDULE 6b: REPORT ON OPERATIONAL EXPENDITURE FOR THE DISCLOSURE YEAR | 2024.09.1
Firstlight Network | All | 2024 | 10 | 6b(i): Operational Expenditure | Network opex |  | Routine and corrective maintenance and inspection | 2024 |  | $000 | 2175.0032 |  | 6.21 | Year end | SCHEDULE 6b: REPORT ON OPERATIONAL EXPENDITURE FOR THE DISCLOSURE YEAR | 2024.09.1
Horizon Networks | All | 2024 | 10 | 6b(i): Operational Expenditure | Network opex |  | Routine and corrective maintenance and inspection | 2024 |  | $000 | 1388.62 |  | 6.21 | Year end | SCHEDULE 6b: REPORT ON OPERATIONAL EXPENDITURE FOR THE DISCLOSURE YEAR | 2024.09.1
MainPower NZ | All | 2024 | 10 | 6b(i): Operational Expenditure | Network opex |  | Routine and corrective maintenance and inspection | 2024 |  | $000 | 5366.29 |  | 6.21 | Year end | SCHEDULE 6b: REPORT ON OPERATIONAL EXPENDITURE FOR THE DISCLOSURE YEAR | 2024.09.1
Marlborough Lines | All | 2024 | 10 | 6b(i): Operational Expenditure | Network opex |  | Routine and corrective maintenance and inspection | 2024 |  | $000 | 5393 |  | 6.21 | Year end | SCHEDULE 6b: REPORT ON OPERATIONAL EXPENDITURE FOR THE DISCLOSURE YEAR | 2024.09.1
Nelson Electricity | All | 2024 | 10 | 6b(i): Operational Expenditure | Network opex |  | Routine and corrective maintenance and inspection | 2024 |  | $000 | 571 |  | 6.21 | Year end | SCHEDULE 6b: REPORT ON OPERATIONAL EXPENDITURE FOR THE DISCLOSURE YEAR | 2024.09.1
Network Tasman | All | 2024 | 10 | 6b(i): Operational Expenditure | Network opex |  | Routine and corrective maintenance and inspection | 2024 |  | $000 | 3195 |  | 6.21 | Year end | SCHEDULE 6b: REPORT ON OPERATIONAL EXPENDITURE FOR THE DISCLOSURE YEAR | 2024.09.1
Network Waitaki | All | 2024 | 10 | 6b(i): Operational Expenditure | Network opex |  | Routine and corrective maintenance and inspection | 2024 |  | $000 | 1451.33 |  | 6.21 | Year end | SCHEDULE 6b: REPORT ON OPERATIONAL EXPENDITURE FOR THE DISCLOSURE YEAR | 2024.09.1
Northpower | All | 2024 | 10 | 6b(i): Operational Expenditure | Network opex |  | Routine and corrective maintenance and inspection | 2024 |  | $000 | 4258.6204 |  | 6.21 | Year end | SCHEDULE 6b: REPORT ON OPERATIONAL EXPENDITURE FOR THE DISCLOSURE YEAR | 2024.09.1
Orion NZ | All | 2024 | 10 | 6b(i): Operational Expenditure | Network opex |  | Routine and corrective maintenance and inspection | 2024 |  | $000 | 13063 |  | 6.21 | Year end | SCHEDULE 6b: REPORT ON OPERATIONAL EXPENDITURE FOR THE DISCLOSURE YEAR | 2024.09.1
OtagoNet | All | 2024 | 10 | 6b(i): Operational Expenditure | Network opex |  | Routine and corrective maintenance and inspection | 2024 |  | $000 | 2374 |  | 6.21 | Year end | SCHEDULE 6b: REPORT ON OPERATIONAL EXPENDITURE FOR THE DISCLOSURE YEAR | 2024.09.1
Powerco | All | 2024 | 10 | 6b(i): Operational Expenditure | Network opex |  | Routine and corrective maintenance and inspection | 2024 |  | $000 | 19185.0965 |  | 6.21 | Year end | SCHEDULE 6b: REPORT ON OPERATIONAL EXPENDITURE FOR THE DISCLOSURE YEAR | 2024.09.1
Scanpower | All | 2024 | 10 | 6b(i): Operational Expenditure | Network opex |  | Routine and corrective maintenance and inspection | 2024 |  | $000 | 260.63 |  | 6.21 | Year end | SCHEDULE 6b: REPORT ON OPERATIONAL EXPENDITURE FOR THE DISCLOSURE YEAR | 2024.09.1
The Lines Company | All | 2024 | 10 | 6b(i): Operational Expenditure | Network opex |  | Routine and corrective maintenance and inspection | 2024 |  | $000 | 2177.0494 |  | 6.21 | Year end | SCHEDULE 6b: REPORT ON OPERATIONAL EXPENDITURE FOR THE DISCLOSURE YEAR | 2024.09.1
The Power Company | All | 2024 | 10 | 6b(i): Operational Expenditure | Network opex |  | Routine and corrective maintenance and inspection | 2024 |  | $000 | 4117.72 |  | 6.21 | Year end | SCHEDULE 6b: REPORT ON OPERATIONAL EXPENDITURE FOR THE DISCLOSURE YEAR | 2024.09.1
Top Energy | All | 2024 | 10 | 6b(i): Operational Expenditure | Network opex |  | Routine and corrective maintenance and inspection | 2024 |  | $000 | 2374.7029 |  | 6.21 | Year end | SCHEDULE 6b: REPORT ON OPERATIONAL EXPENDITURE FOR THE DISCLOSURE YEAR | 2024.09.1
Unison Networks | All | 2024 | 10 | 6b(i): Operational Expenditure | Network opex |  | Routine and corrective maintenance and inspection | 2024 |  | $000 | 5789.1093 |  | 6.21 | Year end | SCHEDULE 6b: REPORT ON OPERATIONAL EXPENDITURE FOR THE DISCLOSURE YEAR | 2024.09.1
Vector Lines | All | 2024 | 10 | 6b(i): Operational Expenditure | Network opex |  | Routine and corrective maintenance and inspection | 2024 |  | $000 | 22185 |  | 6.21 | Year end | SCHEDULE 6b: REPORT ON OPERATIONAL EXPENDITURE FOR THE DISCLOSURE YEAR | 2024.09.1
WEL Networks | All | 2024 | 10 | 6b(i): Operational Expenditure | Network opex |  | Routine and corrective maintenance and inspection | 2024 |  | $000 | 2725 |  | 6.21 | Year end | SCHEDULE 6b: REPORT ON OPERATIONAL EXPENDITURE FOR THE DISCLOSURE YEAR | 2024.09.1
Waipa Networks | All | 2024 | 10 | 6b(i): Operational Expenditure | Network opex |  | Routine and corrective maintenance and inspection | 2024 |  | $000 | 351.9132 |  | 6.21 | Year end | SCHEDULE 6b: REPORT ON OPERATIONAL EXPENDITURE FOR THE DISCLOSURE YEAR | 2024.09.1
Wellington Electricity | All | 2024 | 10 | 6b(i): Operational Expenditure | Network opex |  | Routine and corrective maintenance and inspection | 2024 |  | $000 | 9513.1141 |  | 6.21 | Year end | SCHEDULE 6b: REPORT ON OPERATIONAL EXPENDITURE FOR THE DISCLOSURE YEAR | 2024.09.1
Westpower | All | 2024 | 10 | 6b(i): Operational Expenditure | Network opex |  | Routine and corrective maintenance and inspection | 2024 |  | $000 | 4992.8944 |  | 6.21 | Year end | SCHEDULE 6b: REPORT ON OPERATIONAL EXPENDITURE FOR THE DISCLOSURE YEAR | 2024.09.1

## ComCom $ Service Interruptions
edb | network | disc_yr | sch_ref | section | category | sub_category | description | obs_yr | fcast_yr | units | value | text_input | sect_no | source | schedule | version
Alpine Energy | All | 2024 | 8 | 6b(i): Operational Expenditure | Network opex |  | Service interruptions and emergencies | 2024 |  | $000 | 2302.1548 |  | 6.21 | Year end | SCHEDULE 6b: REPORT ON OPERATIONAL EXPENDITURE FOR THE DISCLOSURE YEAR | 2024.09.1
Aurora Energy | All | 2024 | 8 | 6b(i): Operational Expenditure | Network opex |  | Service interruptions and emergencies | 2024 |  | $000 | 3408 |  | 6.21 | Year end | SCHEDULE 6b: REPORT ON OPERATIONAL EXPENDITURE FOR THE DISCLOSURE YEAR | 2024.09.1
Buller Electricity | All | 2024 | 8 | 6b(i): Operational Expenditure | Network opex |  | Service interruptions and emergencies | 2024 |  | $000 | 285.745 |  | 6.21 | Year end | SCHEDULE 6b: REPORT ON OPERATIONAL EXPENDITURE FOR THE DISCLOSURE YEAR | 2024.09.1
Centralines | All | 2024 | 8 | 6b(i): Operational Expenditure | Network opex |  | Service interruptions and emergencies | 2024 |  | $000 | 568 |  | 6.21 | Year end | SCHEDULE 6b: REPORT ON OPERATIONAL EXPENDITURE FOR THE DISCLOSURE YEAR | 2024.09.1
Counties Energy | All | 2024 | 8 | 6b(i): Operational Expenditure | Network opex |  | Service interruptions and emergencies | 2024 |  | $000 | 3423 |  | 6.21 | Year end | SCHEDULE 6b: REPORT ON OPERATIONAL EXPENDITURE FOR THE DISCLOSURE YEAR | 2024.09.1
EA Networks | All | 2024 | 8 | 6b(i): Operational Expenditure | Network opex |  | Service interruptions and emergencies | 2024 |  | $000 | 742 |  | 6.21 | Year end | SCHEDULE 6b: REPORT ON OPERATIONAL EXPENDITURE FOR THE DISCLOSURE YEAR | 2024.09.1
Electra | All | 2024 | 8 | 6b(i): Operational Expenditure | Network opex |  | Service interruptions and emergencies | 2024 |  | $000 | 2599.118 |  | 6.21 | Year end | SCHEDULE 6b: REPORT ON OPERATIONAL EXPENDITURE FOR THE DISCLOSURE YEAR | 2024.09.1
Electricity Invercargill | All | 2024 | 8 | 6b(i): Operational Expenditure | Network opex |  | Service interruptions and emergencies | 2024 |  | $000 | 610.671 |  | 6.21 | Year end | SCHEDULE 6b: REPORT ON OPERATIONAL EXPENDITURE FOR THE DISCLOSURE YEAR | 2024.09.1
Firstlight Network | All | 2024 | 8 | 6b(i): Operational Expenditure | Network opex |  | Service interruptions and emergencies | 2024 |  | $000 | 2944.9472 |  | 6.21 | Year end | SCHEDULE 6b: REPORT ON OPERATIONAL EXPENDITURE FOR THE DISCLOSURE YEAR | 2024.09.1
Horizon Networks | All | 2024 | 8 | 6b(i): Operational Expenditure | Network opex |  | Service interruptions and emergencies | 2024 |  | $000 | 1548.63 |  | 6.21 | Year end | SCHEDULE 6b: REPORT ON OPERATIONAL EXPENDITURE FOR THE DISCLOSURE YEAR | 2024.09.1
MainPower NZ | All | 2024 | 8 | 6b(i): Operational Expenditure | Network opex |  | Service interruptions and emergencies | 2024 |  | $000 | 1265.17 |  | 6.21 | Year end | SCHEDULE 6b: REPORT ON OPERATIONAL EXPENDITURE FOR THE DISCLOSURE YEAR | 2024.09.1
Marlborough Lines | All | 2024 | 8 | 6b(i): Operational Expenditure | Network opex |  | Service interruptions and emergencies | 2024 |  | $000 | 1694 |  | 6.21 | Year end | SCHEDULE 6b: REPORT ON OPERATIONAL EXPENDITURE FOR THE DISCLOSURE YEAR | 2024.09.1
Nelson Electricity | All | 2024 | 8 | 6b(i): Operational Expenditure | Network opex |  | Service interruptions and emergencies | 2024 |  | $000 | 268 |  | 6.21 | Year end | SCHEDULE 6b: REPORT ON OPERATIONAL EXPENDITURE FOR THE DISCLOSURE YEAR | 2024.09.1
Network Tasman | All | 2024 | 8 | 6b(i): Operational Expenditure | Network opex |  | Service interruptions and emergencies | 2024 |  | $000 | 1355 |  | 6.21 | Year end | SCHEDULE 6b: REPORT ON OPERATIONAL EXPENDITURE FOR THE DISCLOSURE YEAR | 2024.09.1
Network Waitaki | All | 2024 | 8 | 6b(i): Operational Expenditure | Network opex |  | Service interruptions and emergencies | 2024 |  | $000 | 809 |  | 6.21 | Year end | SCHEDULE 6b: REPORT ON OPERATIONAL EXPENDITURE FOR THE DISCLOSURE YEAR | 2024.09.1
Northpower | All | 2024 | 8 | 6b(i): Operational Expenditure | Network opex |  | Service interruptions and emergencies | 2024 |  | $000 | 3713.9048 |  | 6.21 | Year end | SCHEDULE 6b: REPORT ON OPERATIONAL EXPENDITURE FOR THE DISCLOSURE YEAR | 2024.09.1
Orion NZ | All | 2024 | 8 | 6b(i): Operational Expenditure | Network opex |  | Service interruptions and emergencies | 2024 |  | $000 | 13166 |  | 6.21 | Year end | SCHEDULE 6b: REPORT ON OPERATIONAL EXPENDITURE FOR THE DISCLOSURE YEAR | 2024.09.1
OtagoNet | All | 2024 | 8 | 6b(i): Operational Expenditure | Network opex |  | Service interruptions and emergencies | 2024 |  | $000 | 2261 |  | 6.21 | Year end | SCHEDULE 6b: REPORT ON OPERATIONAL EXPENDITURE FOR THE DISCLOSURE YEAR | 2024.09.1
Powerco | All | 2024 | 8 | 6b(i): Operational Expenditure | Network opex |  | Service interruptions and emergencies | 2024 |  | $000 | 8419.535 |  | 6.21 | Year end | SCHEDULE 6b: REPORT ON OPERATIONAL EXPENDITURE FOR THE DISCLOSURE YEAR | 2024.09.1
Scanpower | All | 2024 | 8 | 6b(i): Operational Expenditure | Network opex |  | Service interruptions and emergencies | 2024 |  | $000 | 416.77 |  | 6.21 | Year end | SCHEDULE 6b: REPORT ON OPERATIONAL EXPENDITURE FOR THE DISCLOSURE YEAR | 2024.09.1
The Lines Company | All | 2024 | 8 | 6b(i): Operational Expenditure | Network opex |  | Service interruptions and emergencies | 2024 |  | $000 | 2594.2038 |  | 6.21 | Year end | SCHEDULE 6b: REPORT ON OPERATIONAL EXPENDITURE FOR THE DISCLOSURE YEAR | 2024.09.1
The Power Company | All | 2024 | 8 | 6b(i): Operational Expenditure | Network opex |  | Service interruptions and emergencies | 2024 |  | $000 | 5779.94 |  | 6.21 | Year end | SCHEDULE 6b: REPORT ON OPERATIONAL EXPENDITURE FOR THE DISCLOSURE YEAR | 2024.09.1
Top Energy | All | 2024 | 8 | 6b(i): Operational Expenditure | Network opex |  | Service interruptions and emergencies | 2024 |  | $000 | 2241.3398 |  | 6.21 | Year end | SCHEDULE 6b: REPORT ON OPERATIONAL EXPENDITURE FOR THE DISCLOSURE YEAR | 2024.09.1
Unison Networks | All | 2024 | 8 | 6b(i): Operational Expenditure | Network opex |  | Service interruptions and emergencies | 2024 |  | $000 | 4673.1476 |  | 6.21 | Year end | SCHEDULE 6b: REPORT ON OPERATIONAL EXPENDITURE FOR THE DISCLOSURE YEAR | 2024.09.1
Vector Lines | All | 2024 | 8 | 6b(i): Operational Expenditure | Network opex |  | Service interruptions and emergencies | 2024 |  | $000 | 14055 |  | 6.21 | Year end | SCHEDULE 6b: REPORT ON OPERATIONAL EXPENDITURE FOR THE DISCLOSURE YEAR | 2024.09.1
WEL Networks | All | 2024 | 8 | 6b(i): Operational Expenditure | Network opex |  | Service interruptions and emergencies | 2024 |  | $000 | 5166 |  | 6.21 | Year end | SCHEDULE 6b: REPORT ON OPERATIONAL EXPENDITURE FOR THE DISCLOSURE YEAR | 2024.09.1
Waipa Networks | All | 2024 | 8 | 6b(i): Operational Expenditure | Network opex |  | Service interruptions and emergencies | 2024 |  | $000 | 1634.2246 |  | 6.21 | Year end | SCHEDULE 6b: REPORT ON OPERATIONAL EXPENDITURE FOR THE DISCLOSURE YEAR | 2024.09.1
Wellington Electricity | All | 2024 | 8 | 6b(i): Operational Expenditure | Network opex |  | Service interruptions and emergencies | 2024 |  | $000 | 4092.4357 |  | 6.21 | Year end | SCHEDULE 6b: REPORT ON OPERATIONAL EXPENDITURE FOR THE DISCLOSURE YEAR | 2024.09.1
Westpower | All | 2024 | 8 | 6b(i): Operational Expenditure | Network opex |  | Service interruptions and emergencies | 2024 |  | $000 | 961.0071 |  | 6.21 | Year end | SCHEDULE 6b: REPORT ON OPERATIONAL EXPENDITURE FOR THE DISCLOSURE YEAR | 2024.09.1

## Registry DG MW - All (hidden)
Installed distributed generation trends
From www.emi.ea.govt.nz provided by the Electricity Authority (New Zealand)
Run at: 20250909162606
Parameters
Date range | 01 Aug 2024 - 31 Jul 2025
Region type | Network reporting region
Market segment | All ICPs
Capacity | All combined
Fuel type | All combined
Month end | Region ID | Region name | Capacity | Fuel type | ICP count | ICP uptake rate (%) | Total capacity installed (MW) | Avg. capacity installed (kW) | ICP count - new installations | Avg. capacity - new installations (kW)
2024-07-31 | 1 | Bay of Islands (Top Energy) | All combined | All combined | 2140 | 6.192 | 109.445 | 51.142 | 37 | 5.892
2024-07-31 | 2 | Whangarei and Kaipara (Northpower) | All combined | All combined | 2676 | 4.2655 | 34.926 | 13.051 | 60 | 6.021
2024-07-31 | 3 | Waitemata (Vector) | All combined | All combined | 5930 | 2.2715 | 56.237 | 9.483 | 35 | 5.7
2024-07-31 | 4 | Auckland (Vector) | All combined | All combined | 6197 | 1.6383 | 65.543 | 10.577 | 70 | 47.427
2024-07-31 | 5 | Counties (Counties Power) | All combined | All combined | 2011 | 4.1143 | 142.087 | 70.655 | 27 | 11.333
2024-07-31 | 6 | Thames Valley (Powerco) | All combined | All combined | 2065 | 2.7202 | 110.393 | 53.459 | 41 | 14.504
2024-07-31 | 7 | Waikato (WEL Networks) | All combined | All combined | 2964 | 2.9632 | 87.94 | 29.669 | 34 | 7.824
2024-07-31 | 8 | Waipa (Waipa Networks) | All combined | All combined | 1361 | 4.5939 | 23.495 | 17.263 | 23 | 36.657
2024-07-31 | 9 | King Country (The Lines Company) | All combined | All combined | 275 | 1.1327 | 102.682 | 373.389 | 4 | 5
2024-07-31 | 10 | Tauranga (Powerco) | All combined | All combined | 3906 | 4.1591 | 71.16 | 18.218 | 57 | 8.202
2024-07-31 | 11 | Rotorua (Unison Networks) | All combined | All combined | 879 | 2.7384 | 14.35 | 16.325 | 12 | 5.883
2024-07-31 | 12 | Eastern Bay of Plenty (Horizon Energy) | All combined | All combined | 727 | 2.8683 | 65.755 | 90.446 | 14 | 7.829
2024-07-31 | 13 | Taupo (Unison Networks) | All combined | All combined | 474 | 2.4997 | 90.995 | 191.973 | 8 | 6.325
2024-07-31 | 14 | Tairawhiti and Wairoa (Firstlight Network) | All combined | All combined | 685 | 2.6329 | 20.908 | 30.523 | 22 | 11.364
2024-07-31 | 15 | Hawke's Bay (Unison Networks) | All combined | All combined | 3170 | 4.7896 | 33.116 | 10.447 | 49 | 9.003
2024-07-31 | 16 | Central Hawke's Bay (Centralines) | All combined | All combined | 390 | 4.3478 | 2.523 | 6.469 | 4 | 6.5
2024-07-31 | 17 | Southern Hawke's Bay (Scanpower) | All combined | All combined | 89 | 1.3006 | 1.09 | 12.248 | 1 | 30
2024-07-31 | 18 | Wairarapa (Powerco) | All combined | All combined | 1228 | 4.4914 | 16.776 | 13.661 | 17 | 6.873
2024-07-31 | 19 | Taranaki (Powerco) | All combined | All combined | 1745 | 2.8537 | 45.19 | 25.897 | 32 | 6.933
2024-07-31 | 20 | Wanganui (Powerco) | All combined | All combined | 789 | 2.3521 | 4.841 | 6.136 | 15 | 5.833
2024-07-31 | 21 | Manawatu (Powerco) | All combined | All combined | 1529 | 2.573 | 137.332 | 89.818 | 22 | 12.023
2024-07-31 | 22 | Kapiti and Horowhenua (Electra) | All combined | All combined | 1708 | 3.611 | 47.884 | 28.035 | 40 | 5.656
2024-07-31 | 23 | Wellington (Wellington Electricity) | All combined | All combined | 3224 | 1.7632 | 94.63 | 29.352 | 67 | 10.283
2024-07-31 | 24 | Nelson (Nelson Electricity) | All combined | All combined | 382 | 4.1373 | 3.883 | 10.166 | 3 | 4
2024-07-31 | 25 | Tasman (Network Tasman) | All combined | All combined | 2597 | 5.9762 | 58.293 | 22.446 | 62 | 7.655
2024-07-31 | 26 | Marlborough (Marlborough Lines) | All combined | All combined | 1503 | 5.6242 | 25.464 | 16.942 | 21 | 7.567
2024-07-31 | 27 | Buller (Buller Electricity) | All combined | All combined | 53 | 1.0768 | 4.636 | 87.474 | 4 | 6.45
2024-07-31 | 28 | West Coast (Westpower) | All combined | All combined | 120 | 0.83137 | 30.082 | 250.68 | 1 | 40
2024-07-31 | 29 | North Canterbury (MainPower NZ) | All combined | All combined | 2154 | 4.8275 | 13.817 | 6.414 | 25 | 5.88
2024-07-31 | 30 | Central Canterbury (Orion New Zealand) | All combined | All combined | 8631 | 3.8251 | 113.113 | 13.105 | 120 | 6.574
2024-07-31 | 31 | Ashburton (Electricity Ashburton) | All combined | All combined | 563 | 2.6833 | 37.154 | 65.992 | 6 | 6.233
2024-07-31 | 32 | South Canterbury (Alpine Energy) | All combined | All combined | 895 | 2.6108 | 14.039 | 15.686 | 15 | 5.8
2024-07-31 | 33 | Waitaki (Network Waitaki) | All combined | All combined | 289 | 2.1442 | 2.811 | 9.728 | 8 | 5.75
2024-07-31 | 34 | Queenstown (Aurora Energy) | All combined | All combined | 655 | 4.261 | 7.032 | 10.736 | 10 | 5
2024-07-31 | 35 | Central Otago (Aurora Energy) | All combined | All combined | 1878 | 7.5132 | 46.086 | 24.54 | 30 | 6.333
2024-07-31 | 36 | Otago (OtagoNet JV) | All combined | All combined | 353 | 2.2543 | 24.451 | 69.266 | 2 | 5.5
2024-07-31 | 37 | Dunedin (Aurora Energy) | All combined | All combined | 770 | 1.3448 | 124.409 | 161.57 | 13 | 4.575
2024-07-31 | 38 | Southland (The Power Company) | All combined | All combined | 621 | 1.6364 | 125.811 | 202.594 | 3 | 6.667
2024-07-31 | 39 | Invercargill (Electricity Invercargill) | All combined | All combined | 159 | 0.89411 | 0.996 | 6.267 | 2 | 4
2024-08-31 | 1 | Bay of Islands (Top Energy) | All combined | All combined | 2157 | 6.2402 | 109.618 | 50.82 | 20 | 9.015
2024-08-31 | 2 | Whangarei and Kaipara (Northpower) | All combined | All combined | 2717 | 4.3198 | 34.219 | 12.595 | 43 | 7.36
2024-08-31 | 3 | Waitemata (Vector) | All combined | All combined | 5969 | 2.283 | 56.517 | 9.468 | 39 | 7.09
2024-08-31 | 4 | Auckland (Vector) | All combined | All combined | 6251 | 1.6506 | 66.062 | 10.568 | 57 | 9.323
2024-08-31 | 5 | Counties (Counties Power) | All combined | All combined | 2047 | 4.1839 | 142.307 | 69.52 | 36 | 6.003
2024-08-31 | 6 | Thames Valley (Powerco) | All combined | All combined | 2099 | 2.7634 | 110.722 | 52.75 | 35 | 9.137
2024-08-31 | 7 | Waikato (WEL Networks) | All combined | All combined | 3000 | 2.9949 | 88.462 | 29.487 | 37 | 13.941
2024-08-31 | 8 | Waipa (Waipa Networks) | All combined | All combined | 1374 | 4.6366 | 23.656 | 17.217 | 12 | 12.802
2024-08-31 | 9 | King Country (The Lines Company) | All combined | All combined | 279 | 1.15 | 102.702 | 368.107 | 4 | 5
2024-08-31 | 10 | Tauranga (Powerco) | All combined | All combined | 3966 | 4.2185 | 71.627 | 18.06 | 63 | 7.294
2024-08-31 | 11 | Rotorua (Unison Networks) | All combined | All combined | 881 | 2.7403 | 14.371 | 16.312 | 6 | 8
2024-08-31 | 12 | Eastern Bay of Plenty (Horizon Energy) | All combined | All combined | 737 | 2.9075 | 65.883 | 89.393 | 10 | 12.795
2024-08-31 | 13 | Taupo (Unison Networks) | All combined | All combined | 485 | 2.5534 | 91.071 | 187.775 | 11 | 6.891
2024-08-31 | 14 | Tairawhiti and Wairoa (Firstlight Network) | All combined | All combined | 694 | 2.6679 | 20.964 | 30.207 | 9 | 6.222
2024-08-31 | 15 | Hawke's Bay (Unison Networks) | All combined | All combined | 3211 | 4.8491 | 33.378 | 10.395 | 42 | 7.391
2024-08-31 | 16 | Central Hawke's Bay (Centralines) | All combined | All combined | 395 | 4.4011 | 2.637 | 6.676 | 5 | 22.98
2024-08-31 | 17 | Southern Hawke's Bay (Scanpower) | All combined | All combined | 88 | 1.2854 | 1.086 | 12.345 | 0
2024-08-31 | 18 | Wairarapa (Powerco) | All combined | All combined | 1248 | 4.5616 | 16.899 | 13.541 | 20 | 5.939
2024-08-31 | 19 | Taranaki (Powerco) | All combined | All combined | 1775 | 2.9023 | 45.509 | 25.639 | 32 | 9.95
2024-08-31 | 20 | Wanganui (Powerco) | All combined | All combined | 834 | 2.3986 | 5.256 | 6.302 | 19 | 8.758
2024-08-31 | 21 | Manawatu (Powerco) | All combined | All combined | 1522 | 2.6117 | 137.25 | 90.177 | 22 | 8.076
2024-08-31 | 22 | Kapiti and Horowhenua (Electra) | All combined | All combined | 1733 | 3.6601 | 48.068 | 27.737 | 25 | 7.328
2024-08-31 | 23 | Wellington (Wellington Electricity) | All combined | All combined | 3273 | 1.7883 | 94.904 | 28.996 | 47 | 5.368
2024-08-31 | 24 | Nelson (Nelson Electricity) | All combined | All combined | 386 | 4.1825 | 3.917 | 10.149 | 4 | 6.25
2024-08-31 | 25 | Tasman (Network Tasman) | All combined | All combined | 2634 | 6.0577 | 58.598 | 22.247 | 40 | 8.349
2024-08-31 | 26 | Marlborough (Marlborough Lines) | All combined | All combined | 1524 | 5.6968 | 25.581 | 16.785 | 21 | 5.21
2024-08-31 | 27 | Buller (Buller Electricity) | All combined | All combined | 54 | 1.0953 | 4.64 | 85.928 | 1 | 4
2024-08-31 | 28 | West Coast (Westpower) | All combined | All combined | 124 | 0.8589 | 30.103 | 242.763 | 4 | 5.25
2024-08-31 | 29 | North Canterbury (MainPower NZ) | All combined | All combined | 2178 | 4.875 | 13.995 | 6.425 | 27 | 6.866
2024-08-31 | 30 | Central Canterbury (Orion New Zealand) | All combined | All combined | 8759 | 3.8761 | 113.627 | 12.973 | 135 | 8.523
2024-08-31 | 31 | Ashburton (Electricity Ashburton) | All combined | All combined | 573 | 2.7279 | 37.52 | 65.479 | 10 | 36.59
2024-08-31 | 32 | South Canterbury (Alpine Energy) | All combined | All combined | 908 | 2.6477 | 14.141 | 15.574 | 12 | 6.083
2024-08-31 | 33 | Waitaki (Network Waitaki) | All combined | All combined | 294 | 2.1794 | 2.85 | 9.695 | 5 | 7.8
2024-08-31 | 34 | Queenstown (Aurora Energy) | All combined | All combined | 672 | 4.3645 | 7.151 | 10.642 | 18 | 6.849
2024-08-31 | 35 | Central Otago (Aurora Energy) | All combined | All combined | 1907 | 7.6091 | 46.382 | 24.322 | 30 | 5.379
2024-08-31 | 36 | Otago (OtagoNet JV) | All combined | All combined | 356 | 2.2732 | 24.47 | 68.736 | 3 | 6.367
2024-08-31 | 37 | Dunedin (Aurora Energy) | All combined | All combined | 786 | 1.3728 | 124.51 | 158.409 | 15 | 6.373
2024-08-31 | 38 | Southland (The Power Company) | All combined | All combined | 621 | 1.6349 | 125.796 | 202.57 | 2 | 6.5
2024-08-31 | 39 | Invercargill (Electricity Invercargill) | All combined | All combined | 159 | 0.89361 | 0.996 | 6.267 | 0
2024-09-30 | 1 | Bay of Islands (Top Energy) | All combined | All combined | 2195 | 6.3423 | 109.836 | 50.039 | 37 | 5.835
2024-09-30 | 2 | Whangarei and Kaipara (Northpower) | All combined | All combined | 2766 | 4.3956 | 34.776 | 12.573 | 49 | 11.312
2024-09-30 | 3 | Waitemata (Vector) | All combined | All combined | 6017 | 2.298 | 56.814 | 9.442 | 51 | 5.818
2024-09-30 | 4 | Auckland (Vector) | All combined | All combined | 6312 | 1.6634 | 66.769 | 10.578 | 59 | 11.4
2024-09-30 | 5 | Counties (Counties Power) | All combined | All combined | 2073 | 4.2275 | 142.452 | 68.718 | 28 | 5.378
2024-09-30 | 6 | Thames Valley (Powerco) | All combined | All combined | 2131 | 2.8047 | 111.139 | 52.153 | 34 | 13.025
2024-09-30 | 7 | Waikato (WEL Networks) | All combined | All combined | 3027 | 3.0181 | 92.109 | 30.429 | 27 | 135.051
2024-09-30 | 8 | Waipa (Waipa Networks) | All combined | All combined | 1393 | 4.6926 | 24.007 | 17.234 | 19 | 17.346
2024-09-30 | 9 | King Country (The Lines Company) | All combined | All combined | 284 | 1.1711 | 102.727 | 361.715 | 5 | 5
2024-09-30 | 10 | Tauranga (Powerco) | All combined | All combined | 4021 | 4.2763 | 72.26 | 17.971 | 59 | 10.672
2024-09-30 | 11 | Rotorua (Unison Networks) | All combined | All combined | 896 | 2.783 | 14.469 | 16.148 | 15 | 6.491
2024-09-30 | 12 | Eastern Bay of Plenty (Horizon Energy) | All combined | All combined | 750 | 2.9568 | 65.962 | 87.949 | 14 | 6.009
2024-09-30 | 13 | Taupo (Unison Networks) | All combined | All combined | 492 | 2.5861 | 141.117 | 286.824 | 7 | 7149.457
2024-09-30 | 14 | Tairawhiti and Wairoa (Firstlight Network) | All combined | All combined | 701 | 2.6942 | 21.06 | 30.043 | 7 | 13.714
2024-09-30 | 15 | Hawke's Bay (Unison Networks) | All combined | All combined | 3244 | 4.897 | 33.673 | 10.38 | 35 | 8.52
2024-09-30 | 16 | Central Hawke's Bay (Centralines) | All combined | All combined | 400 | 4.4578 | 2.648 | 6.62 | 6 | 8.5
2024-09-30 | 17 | Southern Hawke's Bay (Scanpower) | All combined | All combined | 89 | 1.2983 | 1.096 | 12.319 | 1 | 10
2024-09-30 | 18 | Wairarapa (Powerco) | All combined | All combined | 1260 | 4.6016 | 17.01 | 13.5 | 12 | 8.293
2024-09-30 | 19 | Taranaki (Powerco) | All combined | All combined | 1803 | 2.947 | 45.754 | 25.377 | 29 | 8.537
2024-09-30 | 20 | Wanganui (Powerco) | All combined | All combined | 850 | 2.4451 | 5.372 | 6.32 | 16 | 6.949
2024-09-30 | 21 | Manawatu (Powerco) | All combined | All combined | 1548 | 2.6555 | 137.505 | 88.828 | 26 | 9.098
2024-09-30 | 22 | Kapiti and Horowhenua (Electra) | All combined | All combined | 1752 | 3.6978 | 48.195 | 27.508 | 21 | 6.333
2024-09-30 | 23 | Wellington (Wellington Electricity) | All combined | All combined | 3321 | 1.8151 | 95.215 | 28.671 | 48 | 6.447
2024-09-30 | 24 | Nelson (Nelson Electricity) | All combined | All combined | 396 | 4.2857 | 3.96 | 10.001 | 10 | 4.3
2024-09-30 | 25 | Tasman (Network Tasman) | All combined | All combined | 2666 | 6.1268 | 58.872 | 22.082 | 33 | 7.961
2024-09-30 | 26 | Marlborough (Marlborough Lines) | All combined | All combined | 1544 | 5.7709 | 25.707 | 16.65 | 20 | 5.992
2024-09-30 | 27 | Buller (Buller Electricity) | All combined | All combined | 55 | 1.114 | 4.65 | 84.547 | 1 | 10
2024-09-30 | 28 | West Coast (Westpower) | All combined | All combined | 129 | 0.8928 | 30.137 | 233.617 | 5 | 6.8
2024-09-30 | 29 | North Canterbury (MainPower NZ) | All combined | All combined | 2219 | 4.9596 | 14.255 | 6.424 | 43 | 6.268
2024-09-30 | 30 | Central Canterbury (Orion New Zealand) | All combined | All combined | 8898 | 3.9301 | 114.65 | 12.885 | 139 | 7.064
2024-09-30 | 31 | Ashburton (Electricity Ashburton) | All combined | All combined | 589 | 2.7985 | 43.617 | 74.053 | 17 | 359.047
2024-09-30 | 32 | South Canterbury (Alpine Energy) | All combined | All combined | 916 | 2.6692 | 14.193 | 15.495 | 8 | 6.563
2024-09-30 | 33 | Waitaki (Network Waitaki) | All combined | All combined | 301 | 2.2318 | 2.946 | 9.788 | 7 | 13.714
2024-09-30 | 34 | Queenstown (Aurora Energy) | All combined | All combined | 685 | 4.4377 | 7.242 | 10.573 | 12 | 7.167
2024-09-30 | 35 | Central Otago (Aurora Energy) | All combined | All combined | 1944 | 7.7361 | 47.097 | 24.227 | 35 | 20.161
2024-09-30 | 36 | Otago (OtagoNet JV) | All combined | All combined | 361 | 2.3032 | 24.515 | 67.909 | 4 | 5
2024-09-30 | 37 | Dunedin (Aurora Energy) | All combined | All combined | 803 | 1.4016 | 124.598 | 155.166 | 19 | 4.861
2024-09-30 | 38 | Southland (The Power Company) | All combined | All combined | 625 | 1.6439 | 125.824 | 201.318 | 3 | 5.867
2024-09-30 | 39 | Invercargill (Electricity Invercargill) | All combined | All combined | 161 | 0.90449 | 1.011 | 6.278 | 3 | 5.667
2024-10-31 | 1 | Bay of Islands (Top Energy) | All combined | All combined | 2227 | 6.4319 | 110.032 | 49.408 | 33 | 6.013
2024-10-31 | 2 | Whangarei and Kaipara (Northpower) | All combined | All combined | 2807 | 4.4562 | 35.15 | 12.522 | 47 | 8.589
2024-10-31 | 3 | Waitemata (Vector) | All combined | All combined | 6074 | 2.3165 | 57.977 | 9.545 | 61 | 8.364
2024-10-31 | 4 | Auckland (Vector) | All combined | All combined | 6385 | 1.6798 | 67.476 | 10.568 | 77 | 9.495
2024-10-31 | 5 | Counties (Counties Power) | All combined | All combined | 2120 | 4.316 | 142.841 | 67.378 | 48 | 8.188
2024-10-31 | 6 | Thames Valley (Powerco) | All combined | All combined | 2172 | 2.857 | 111.622 | 51.391 | 41 | 11.839
2024-10-31 | 7 | Waikato (WEL Networks) | All combined | All combined | 3078 | 3.0649 | 92.618 | 30.09 | 49 | 10.449
2024-10-31 | 8 | Waipa (Waipa Networks) | All combined | All combined | 1408 | 4.7375 | 24.313 | 17.268 | 16 | 18.61
2024-10-31 | 9 | King Country (The Lines Company) | All combined | All combined | 289 | 1.1918 | 102.756 | 355.557 | 6 | 6
2024-10-31 | 10 | Tauranga (Powerco) | All combined | All combined | 4075 | 4.3299 | 72.741 | 17.851 | 56 | 8.148
2024-10-31 | 11 | Rotorua (Unison Networks) | All combined | All combined | 905 | 2.81 | 14.542 | 16.068 | 9 | 7.444
2024-10-31 | 12 | Eastern Bay of Plenty (Horizon Energy) | All combined | All combined | 766 | 3.0193 | 66.059 | 86.238 | 16 | 6.031
2024-10-31 | 13 | Taupo (Unison Networks) | All combined | All combined | 498 | 2.6134 | 141.158 | 283.45 | 6 | 6.108
2024-10-31 | 14 | Tairawhiti and Wairoa (Firstlight Network) | All combined | All combined | 710 | 2.7285 | 21.133 | 29.765 | 10 | 7.5
2024-10-31 | 15 | Hawke's Bay (Unison Networks) | All combined | All combined | 3273 | 4.9349 | 33.913 | 10.361 | 29 | 7.759
2024-10-31 | 16 | Central Hawke's Bay (Centralines) | All combined | All combined | 404 | 4.4999 | 2.684 | 6.644 | 4 | 9
2024-10-31 | 17 | Southern Hawke's Bay (Scanpower) | All combined | All combined | 89 | 1.2996 | 1.096 | 12.319 | 0
2024-10-31 | 18 | Wairarapa (Powerco) | All combined | All combined | 1283 | 4.6832 | 17.28 | 13.468 | 23 | 11.039
2024-10-31 | 19 | Taranaki (Powerco) | All combined | All combined | 1847 | 3.0187 | 46.345 | 25.092 | 47 | 12.703
2024-10-31 | 20 | Wanganui (Powerco) | All combined | All combined | 871 | 2.5029 | 5.526 | 6.345 | 21 | 6.857
2024-10-31 | 21 | Manawatu (Powerco) | All combined | All combined | 1577 | 2.7033 | 137.798 | 87.38 | 30 | 9.735
2024-10-31 | 22 | Kapiti and Horowhenua (Electra) | All combined | All combined | 1796 | 3.7892 | 48.491 | 26.999 | 44 | 6.423
2024-10-31 | 23 | Wellington (Wellington Electricity) | All combined | All combined | 3363 | 1.8369 | 95.534 | 28.407 | 47 | 6.369
2024-10-31 | 24 | Nelson (Nelson Electricity) | All combined | All combined | 400 | 4.3085 | 3.979 | 9.947 | 4 | 4.525
2024-10-31 | 25 | Tasman (Network Tasman) | All combined | All combined | 2701 | 6.2025 | 59.133 | 21.893 | 33 | 7.638
2024-10-31 | 26 | Marlborough (Marlborough Lines) | All combined | All combined | 1571 | 5.8714 | 29.977 | 19.082 | 27 | 157.774
2024-10-31 | 27 | Buller (Buller Electricity) | All combined | All combined | 55 | 1.1127 | 4.65 | 84.547 | 0
2024-10-31 | 28 | West Coast (Westpower) | All combined | All combined | 133 | 0.91984 | 30.189 | 226.986 | 4 | 11.5
2024-10-31 | 29 | North Canterbury (MainPower NZ) | All combined | All combined | 2335 | 5.2101 | 15.138 | 6.483 | 116 | 7.503
2024-10-31 | 30 | Central Canterbury (Orion New Zealand) | All combined | All combined | 9025 | 3.9789 | 116.108 | 12.865 | 132 | 10.745
2024-10-31 | 31 | Ashburton (Electricity Ashburton) | All combined | All combined | 607 | 2.8828 | 43.817 | 72.186 | 17 | 11.078
2024-10-31 | 32 | South Canterbury (Alpine Energy) | All combined | All combined | 923 | 2.6877 | 14.243 | 15.431 | 7 | 7.086
2024-10-31 | 33 | Waitaki (Network Waitaki) | All combined | All combined | 303 | 2.2463 | 3.005 | 9.919 | 3 | 20.287
2024-10-31 | 34 | Queenstown (Aurora Energy) | All combined | All combined | 693 | 4.4872 | 7.297 | 10.529 | 8 | 6.838
2024-10-31 | 35 | Central Otago (Aurora Energy) | All combined | All combined | 1991 | 7.9027 | 47.49 | 23.852 | 47 | 8.336
2024-10-31 | 36 | Otago (OtagoNet JV) | All combined | All combined | 365 | 2.3285 | 24.536 | 67.222 | 4 | 5.25
2024-10-31 | 37 | Dunedin (Aurora Energy) | All combined | All combined | 821 | 1.4331 | 124.685 | 151.87 | 17 | 4.965
2024-10-31 | 38 | Southland (The Power Company) | All combined | All combined | 629 | 1.6542 | 125.843 | 200.068 | 4 | 4.75
2024-10-31 | 39 | Invercargill (Electricity Invercargill) | All combined | All combined | 162 | 0.90975 | 1.017 | 6.275 | 2 | 3.85
2024-11-30 | 1 | Bay of Islands (Top Energy) | All combined | All combined | 2258 | 6.511 | 110.208 | 48.808 | 32 | 5.758
2024-11-30 | 2 | Whangarei and Kaipara (Northpower) | All combined | All combined | 2856 | 4.5294 | 35.507 | 12.433 | 49 | 7.314
2024-11-30 | 3 | Waitemata (Vector) | All combined | All combined | 6143 | 2.3386 | 58.536 | 9.529 | 73 | 7.466
2024-11-30 | 4 | Auckland (Vector) | All combined | All combined | 6454 | 1.696 | 68.262 | 10.577 | 67 | 11.62
2024-11-30 | 5 | Counties (Counties Power) | All combined | All combined | 2135 | 4.3357 | 142.984 | 66.971 | 15 | 9.46
2024-11-30 | 6 | Thames Valley (Powerco) | All combined | All combined | 2198 | 2.8896 | 116.989 | 53.225 | 26 | 206.285
2024-11-30 | 7 | Waikato (WEL Networks) | All combined | All combined | 3111 | 3.094 | 92.877 | 29.854 | 35 | 10.54
2024-11-30 | 8 | Waipa (Waipa Networks) | All combined | All combined | 1422 | 4.7821 | 24.5 | 17.229 | 15 | 10.957
2024-11-30 | 9 | King Country (The Lines Company) | All combined | All combined | 301 | 1.2411 | 102.918 | 341.92 | 11 | 14.073
2024-11-30 | 10 | Tauranga (Powerco) | All combined | All combined | 4127 | 4.3825 | 73.348 | 17.773 | 53 | 10.909
2024-11-30 | 11 | Rotorua (Unison Networks) | All combined | All combined | 916 | 2.7884 | 14.646 | 15.989 | 8 | 8.65
2024-11-30 | 12 | Eastern Bay of Plenty (Horizon Energy) | All combined | All combined | 776 | 3.0592 | 66.12 | 85.206 | 10 | 6.16
2024-11-30 | 13 | Taupo (Unison Networks) | All combined | All combined | 507 | 2.7435 | 141.26 | 278.619 | 12 | 10.817
2024-11-30 | 14 | Tairawhiti and Wairoa (Firstlight Network) | All combined | All combined | 718 | 2.7546 | 21.227 | 29.564 | 8 | 11.765
2024-11-30 | 15 | Hawke's Bay (Unison Networks) | All combined | All combined | 3301 | 4.9706 | 34.17 | 10.351 | 31 | 8.511
2024-11-30 | 16 | Central Hawke's Bay (Centralines) | All combined | All combined | 411 | 4.5733 | 2.765 | 6.727 | 8 | 10.188
2024-11-30 | 17 | Southern Hawke's Bay (Scanpower) | All combined | All combined | 90 | 1.3146 | 1.101 | 12.238 | 1 | 5
2024-11-30 | 18 | Wairarapa (Powerco) | All combined | All combined | 1298 | 4.7302 | 17.424 | 13.424 | 16 | 8.781
2024-11-30 | 19 | Taranaki (Powerco) | All combined | All combined | 1876 | 3.0642 | 46.738 | 24.914 | 30 | 10.989
2024-11-30 | 20 | Wanganui (Powerco) | All combined | All combined | 893 | 2.5656 | 5.897 | 6.604 | 23 | 15.988
2024-11-30 | 21 | Manawatu (Powerco) | All combined | All combined | 1599 | 2.7386 | 137.98 | 86.291 | 23 | 8.084
2024-11-30 | 22 | Kapiti and Horowhenua (Electra) | All combined | All combined | 1821 | 3.8365 | 48.694 | 26.74 | 25 | 7.996
2024-11-30 | 23 | Wellington (Wellington Electricity) | All combined | All combined | 3403 | 1.8569 | 95.8 | 28.152 | 42 | 6.35
2024-11-30 | 24 | Nelson (Nelson Electricity) | All combined | All combined | 405 | 4.3483 | 4.019 | 9.923 | 5 | 6.8
2024-11-30 | 25 | Tasman (Network Tasman) | All combined | All combined | 2749 | 6.3053 | 59.511 | 21.648 | 48 | 7.208
2024-11-30 | 26 | Marlborough (Marlborough Lines) | All combined | All combined | 1594 | 5.9542 | 30.123 | 18.897 | 23 | 5.775
2024-11-30 | 27 | Buller (Buller Electricity) | All combined | All combined | 56 | 1.1306 | 4.654 | 83.109 | 1 | 4
2024-11-30 | 28 | West Coast (Westpower) | All combined | All combined | 142 | 0.9808 | 30.266 | 213.138 | 9 | 8.5
2024-11-30 | 29 | North Canterbury (MainPower NZ) | All combined | All combined | 2391 | 5.3253 | 15.469 | 6.47 | 56 | 5.856
2024-11-30 | 30 | Central Canterbury (Orion New Zealand) | All combined | All combined | 9163 | 4.0337 | 118.241 | 12.904 | 141 | 15
2024-11-30 | 31 | Ashburton (Electricity Ashburton) | All combined | All combined | 619 | 2.9337 | 92.215 | 148.974 | 12 | 4032.765
2024-11-30 | 32 | South Canterbury (Alpine Energy) | All combined | All combined | 933 | 2.7155 | 14.301 | 15.328 | 10 | 5.8
2024-11-30 | 33 | Waitaki (Network Waitaki) | All combined | All combined | 309 | 2.2884 | 3.041 | 9.841 | 5 | 6.72
2024-11-30 | 34 | Queenstown (Aurora Energy) | All combined | All combined | 705 | 4.5628 | 7.359 | 10.438 | 13 | 5
2024-11-30 | 35 | Central Otago (Aurora Energy) | All combined | All combined | 2032 | 8.0494 | 47.98 | 23.612 | 43 | 11.564
2024-11-30 | 36 | Otago (OtagoNet JV) | All combined | All combined | 366 | 2.3346 | 24.541 | 67.052 | 1 | 5
2024-11-30 | 37 | Dunedin (Aurora Energy) | All combined | All combined | 839 | 1.4649 | 124.773 | 148.717 | 18 | 4.911
2024-11-30 | 38 | Southland (The Power Company) | All combined | All combined | 637 | 1.6745 | 125.894 | 197.635 | 8 | 6.375
2024-11-30 | 39 | Invercargill (Electricity Invercargill) | All combined | All combined | 161 | 0.90378 | 1.012 | 6.283 | 0
2024-12-31 | 1 | Bay of Islands (Top Energy) | All combined | All combined | 2271 | 6.5403 | 110.617 | 48.708 | 12 | 16.397
2024-12-31 | 2 | Whangarei and Kaipara (Northpower) | All combined | All combined | 2894 | 4.5829 | 52.738 | 18.223 | 37 | 465.591
2024-12-31 | 3 | Waitemata (Vector) | All combined | All combined | 6192 | 2.3537 | 59.051 | 9.537 | 49 | 10.547
2024-12-31 | 4 | Auckland (Vector) | All combined | All combined | 6497 | 1.705 | 69.072 | 10.631 | 44 | 18.143
2024-12-31 | 5 | Counties (Counties Power) | All combined | All combined | 2160 | 4.3816 | 143.241 | 66.315 | 23 | 10.539
2024-12-31 | 6 | Thames Valley (Powerco) | All combined | All combined | 2223 | 2.9202 | 117.41 | 52.816 | 26 | 15.704
2024-12-31 | 7 | Waikato (WEL Networks) | All combined | All combined | 3128 | 3.1103 | 93.189 | 29.792 | 20 | 9.995
2024-12-31 | 8 | Waipa (Waipa Networks) | All combined | All combined | 1431 | 4.806 | 24.679 | 17.246 | 9 | 17.802
2024-12-31 | 9 | King Country (The Lines Company) | All combined | All combined | 305 | 1.256 | 102.962 | 337.579 | 4 | 10.975
2024-12-31 | 10 | Tauranga (Powerco) | All combined | All combined | 4173 | 4.4264 | 73.836 | 17.694 | 45 | 10.17
2024-12-31 | 11 | Rotorua (Unison Networks) | All combined | All combined | 918 | 2.7915 | 14.669 | 15.979 | 3 | 8.133
2024-12-31 | 12 | Eastern Bay of Plenty (Horizon Energy) | All combined | All combined | 789 | 3.1073 | 66.216 | 83.924 | 13 | 7.378
2024-12-31 | 13 | Taupo (Unison Networks) | All combined | All combined | 514 | 2.7764 | 141.328 | 274.958 | 7 | 9.751
2024-12-31 | 14 | Tairawhiti and Wairoa (Firstlight Network) | All combined | All combined | 737 | 2.8208 | 21.597 | 29.304 | 19 | 19.474
2024-12-31 | 15 | Hawke's Bay (Unison Networks) | All combined | All combined | 3335 | 5.0158 | 34.445 | 10.328 | 34 | 7.669
2024-12-31 | 16 | Central Hawke's Bay (Centralines) | All combined | All combined | 414 | 4.6041 | 2.796 | 6.753 | 3 | 11.667
2024-12-31 | 17 | Southern Hawke's Bay (Scanpower) | All combined | All combined | 93 | 1.3563 | 1.12 | 12.04 | 3 | 6.12
2024-12-31 | 18 | Wairarapa (Powerco) | All combined | All combined | 1311 | 4.769 | 17.762 | 13.548 | 12 | 26.183
2024-12-31 | 19 | Taranaki (Powerco) | All combined | All combined | 1900 | 3.1016 | 47.01 | 24.742 | 24 | 10.304
2024-12-31 | 20 | Wanganui (Powerco) | All combined | All combined | 905 | 2.5994 | 6.02 | 6.652 | 12 | 9.367
2024-12-31 | 21 | Manawatu (Powerco) | All combined | All combined | 1621 | 2.7755 | 138.267 | 85.298 | 21 | 12.915
2024-12-31 | 22 | Kapiti and Horowhenua (Electra) | All combined | All combined | 1838 | 3.8694 | 48.818 | 26.56 | 17 | 7.294
2024-12-31 | 23 | Wellington (Wellington Electricity) | All combined | All combined | 3450 | 1.8808 | 96.265 | 27.903 | 47 | 9.911
2024-12-31 | 24 | Nelson (Nelson Electricity) | All combined | All combined | 411 | 4.4132 | 4.061 | 9.88 | 7 | 6.507
2024-12-31 | 25 | Tasman (Network Tasman) | All combined | All combined | 2791 | 6.3958 | 59.887 | 21.457 | 42 | 8.504
2024-12-31 | 26 | Marlborough (Marlborough Lines) | All combined | All combined | 1608 | 5.9996 | 30.265 | 18.821 | 14 | 9.697
2024-12-31 | 27 | Buller (Buller Electricity) | All combined | All combined | 56 | 1.1299 | 4.654 | 83.109 | 0
2024-12-31 | 28 | West Coast (Westpower) | All combined | All combined | 149 | 1.0279 | 30.372 | 203.836 | 7 | 8
2024-12-31 | 29 | North Canterbury (MainPower NZ) | All combined | All combined | 2423 | 5.3892 | 15.725 | 6.49 | 33 | 7.848
2024-12-31 | 30 | Central Canterbury (Orion New Zealand) | All combined | All combined | 9313 | 4.0937 | 119.418 | 12.823 | 148 | 7.83
2024-12-31 | 31 | Ashburton (Electricity Ashburton) | All combined | All combined | 634 | 2.9996 | 98.732 | 155.728 | 14 | 465.002
2024-12-31 | 32 | South Canterbury (Alpine Energy) | All combined | All combined | 946 | 2.751 | 14.41 | 15.232 | 13 | 8.385
2024-12-31 | 33 | Waitaki (Network Waitaki) | All combined | All combined | 310 | 2.2927 | 3.05 | 9.838 | 1 | 9.04
2024-12-31 | 34 | Queenstown (Aurora Energy) | All combined | All combined | 712 | 4.5947 | 7.409 | 10.406 | 7 | 7
2024-12-31 | 35 | Central Otago (Aurora Energy) | All combined | All combined | 2067 | 8.1667 | 48.456 | 23.442 | 34 | 13.659
2024-12-31 | 36 | Otago (OtagoNet JV) | All combined | All combined | 370 | 2.3567 | 24.569 | 66.401 | 4 | 7.675
2024-12-31 | 37 | Dunedin (Aurora Energy) | All combined | All combined | 855 | 1.493 | 124.898 | 146.08 | 16 | 7.74
2024-12-31 | 38 | Southland (The Power Company) | All combined | All combined | 639 | 1.6778 | 125.908 | 197.039 | 3 | 6.36
2024-12-31 | 39 | Invercargill (Electricity Invercargill) | All combined | All combined | 171 | 0.95729 | 1.126 | 6.585 | 9 | 12.164
2025-01-31 | 1 | Bay of Islands (Top Energy) | All combined | All combined | 2301 | 6.6286 | 110.796 | 48.151 | 29 | 6.073
2025-01-31 | 2 | Whangarei and Kaipara (Northpower) | All combined | All combined | 2926 | 4.6327 | 52.975 | 18.105 | 31 | 7.165
2025-01-31 | 3 | Waitemata (Vector) | All combined | All combined | 6243 | 2.3726 | 59.433 | 9.52 | 51 | 7.373
2025-01-31 | 4 | Auckland (Vector) | All combined | All combined | 6529 | 1.7142 | 69.386 | 10.627 | 33 | 9.45
2025-01-31 | 5 | Counties (Counties Power) | All combined | All combined | 2174 | 4.4062 | 143.487 | 66.001 | 13 | 17.246
2025-01-31 | 6 | Thames Valley (Powerco) | All combined | All combined | 2254 | 2.9615 | 117.883 | 52.299 | 31 | 14.468
2025-01-31 | 7 | Waikato (WEL Networks) | All combined | All combined | 3145 | 3.1278 | 93.646 | 29.776 | 27 | 18.296
2025-01-31 | 8 | Waipa (Waipa Networks) | All combined | All combined | 1438 | 4.8284 | 24.934 | 17.339 | 9 | 27.518
2025-01-31 | 9 | King Country (The Lines Company) | All combined | All combined | 307 | 1.2655 | 102.997 | 335.494 | 2 | 17.45
2025-01-31 | 10 | Tauranga (Powerco) | All combined | All combined | 4217 | 4.4728 | 74.357 | 17.633 | 43 | 11.353
2025-01-31 | 11 | Rotorua (Unison Networks) | All combined | All combined | 926 | 2.8165 | 14.732 | 15.909 | 7 | 8.714
2025-01-31 | 12 | Eastern Bay of Plenty (Horizon Energy) | All combined | All combined | 798 | 3.1419 | 66.352 | 83.147 | 9 | 14.567
2025-01-31 | 13 | Taupo (Unison Networks) | All combined | All combined | 519 | 2.8025 | 141.373 | 272.396 | 5 | 8.6
2025-01-31 | 14 | Tairawhiti and Wairoa (Firstlight Network) | All combined | All combined | 742 | 2.8426 | 21.636 | 29.159 | 5 | 7.76
2025-01-31 | 15 | Hawke's Bay (Unison Networks) | All combined | All combined | 3368 | 5.0653 | 34.741 | 10.315 | 33 | 8.576
2025-01-31 | 16 | Central Hawke's Bay (Centralines) | All combined | All combined | 417 | 4.6344 | 2.831 | 6.788 | 2 | 12.5
2025-01-31 | 17 | Southern Hawke's Bay (Scanpower) | All combined | All combined | 94 | 1.3721 | 1.14 | 12.125 | 1 | 20
2025-01-31 | 18 | Wairarapa (Powerco) | All combined | All combined | 1342 | 4.88 | 18.077 | 13.47 | 31 | 9.166
2025-01-31 | 19 | Taranaki (Powerco) | All combined | All combined | 1927 | 3.1454 | 47.26 | 24.525 | 26 | 8.708
2025-01-31 | 20 | Wanganui (Powerco) | All combined | All combined | 916 | 2.6329 | 6.138 | 6.701 | 10 | 10.214
2025-01-31 | 21 | Manawatu (Powerco) | All combined | All combined | 1632 | 2.7976 | 138.393 | 84.8 | 12 | 10.698
2025-01-31 | 22 | Kapiti and Horowhenua (Electra) | All combined | All combined | 1859 | 3.9145 | 48.961 | 26.338 | 23 | 6.483
2025-01-31 | 23 | Wellington (Wellington Electricity) | All combined | All combined | 3493 | 1.9049 | 96.571 | 27.647 | 43 | 7.125
2025-01-31 | 24 | Nelson (Nelson Electricity) | All combined | All combined | 416 | 4.4688 | 4.093 | 9.839 | 4 | 6.3
2025-01-31 | 25 | Tasman (Network Tasman) | All combined | All combined | 2820 | 6.4606 | 60.22 | 21.355 | 30 | 10.777
2025-01-31 | 26 | Marlborough (Marlborough Lines) | All combined | All combined | 1628 | 6.0724 | 30.419 | 18.685 | 20 | 8.185
2025-01-31 | 27 | Buller (Buller Electricity) | All combined | All combined | 57 | 1.1508 | 4.661 | 81.774 | 1 | 7
2025-01-31 | 28 | West Coast (Westpower) | All combined | All combined | 152 | 1.048 | 30.397 | 199.982 | 3 | 8.333
2025-01-31 | 29 | North Canterbury (MainPower NZ) | All combined | All combined | 2439 | 5.4217 | 15.82 | 6.486 | 16 | 5.813
2025-01-31 | 30 | Central Canterbury (Orion New Zealand) | All combined | All combined | 9398 | 4.1278 | 120.367 | 12.808 | 87 | 8.849
2025-01-31 | 31 | Ashburton (Electricity Ashburton) | All combined | All combined | 645 | 3.0498 | 98.917 | 153.36 | 11 | 16.825
2025-01-31 | 32 | South Canterbury (Alpine Energy) | All combined | All combined | 950 | 2.7626 | 14.446 | 15.206 | 4 | 9
2025-01-31 | 33 | Waitaki (Network Waitaki) | All combined | All combined | 314 | 2.3213 | 3.079 | 9.805 | 4 | 7.25
2025-01-31 | 34 | Queenstown (Aurora Energy) | All combined | All combined | 724 | 4.6698 | 7.474 | 10.323 | 11 | 5.653
2025-01-31 | 35 | Central Otago (Aurora Energy) | All combined | All combined | 2089 | 8.2309 | 48.636 | 23.282 | 23 | 7.739
2025-01-31 | 36 | Otago (OtagoNet JV) | All combined | All combined | 380 | 2.4218 | 24.627 | 64.808 | 10 | 5.86
2025-01-31 | 37 | Dunedin (Aurora Energy) | All combined | All combined | 869 | 1.5243 | 124.981 | 143.822 | 15 | 5.6
2025-01-31 | 38 | Southland (The Power Company) | All combined | All combined | 645 | 1.6943 | 125.976 | 195.311 | 6 | 12.547
2025-01-31 | 39 | Invercargill (Electricity Invercargill) | All combined | All combined | 173 | 0.96946 | 1.137 | 6.571 | 2 | 6.38
2025-02-28 | 1 | Bay of Islands (Top Energy) | All combined | All combined | 2324 | 6.6903 | 111 | 47.762 | 23 | 8.887
2025-02-28 | 2 | Whangarei and Kaipara (Northpower) | All combined | All combined | 2965 | 4.6937 | 53.312 | 17.98 | 41 | 8.813
2025-02-28 | 3 | Waitemata (Vector) | All combined | All combined | 6296 | 2.3905 | 60.279 | 9.574 | 59 | 14.761
2025-02-28 | 4 | Auckland (Vector) | All combined | All combined | 6599 | 1.7307 | 77.316 | 11.716 | 66 | 16.842
2025-02-28 | 5 | Counties (Counties Power) | All combined | All combined | 2196 | 4.4477 | 143.863 | 65.511 | 24 | 15.621
2025-02-28 | 6 | Thames Valley (Powerco) | All combined | All combined | 2281 | 2.9963 | 118.323 | 51.873 | 26 | 16.815
2025-02-28 | 7 | Waikato (WEL Networks) | All combined | All combined | 3166 | 3.1466 | 93.837 | 29.639 | 22 | 8.523
2025-02-28 | 8 | Waipa (Waipa Networks) | All combined | All combined | 1448 | 4.8587 | 25.04 | 17.293 | 11 | 13.66
2025-02-28 | 9 | King Country (The Lines Company) | All combined | All combined | 308 | 1.2698 | 103.007 | 334.437 | 1 | 10
2025-02-28 | 10 | Tauranga (Powerco) | All combined | All combined | 4262 | 4.5196 | 74.86 | 17.565 | 46 | 10.791
2025-02-28 | 11 | Rotorua (Unison Networks) | All combined | All combined | 929 | 2.8231 | 14.819 | 15.951 | 4 | 23
2025-02-28 | 12 | Eastern Bay of Plenty (Horizon Energy) | All combined | All combined | 810 | 3.1901 | 66.482 | 82.076 | 12 | 10.667
2025-02-28 | 13 | Taupo (Unison Networks) | All combined | All combined | 523 | 2.8208 | 141.376 | 270.318 | 7 | 8.857
2025-02-28 | 14 | Tairawhiti and Wairoa (Firstlight Network) | All combined | All combined | 757 | 2.8973 | 21.932 | 28.972 | 15 | 19.387
2025-02-28 | 15 | Hawke's Bay (Unison Networks) | All combined | All combined | 3389 | 5.0939 | 34.999 | 10.327 | 26 | 9.412
2025-02-28 | 16 | Central Hawke's Bay (Centralines) | All combined | All combined | 415 | 4.6106 | 2.829 | 6.816 | 1 | 10
2025-02-28 | 17 | Southern Hawke's Bay (Scanpower) | All combined | All combined | 95 | 1.3869 | 1.144 | 12.039 | 1 | 4
2025-02-28 | 18 | Wairarapa (Powerco) | All combined | All combined | 1355 | 4.9241 | 18.22 | 13.447 | 13 | 9.114
2025-02-28 | 19 | Taranaki (Powerco) | All combined | All combined | 1952 | 3.187 | 47.723 | 24.448 | 24 | 18.676
2025-02-28 | 20 | Wanganui (Powerco) | All combined | All combined | 1059 | 2.7876 | 17.593 | 16.613 | 19 | 9.914
2025-02-28 | 21 | Manawatu (Powerco) | All combined | All combined | 1527 | 2.7685 | 127.305 | 83.369 | 19 | 8.775
2025-02-28 | 22 | Kapiti and Horowhenua (Electra) | All combined | All combined | 1895 | 3.9904 | 49.276 | 26.003 | 34 | 9.094
2025-02-28 | 23 | Wellington (Wellington Electricity) | All combined | All combined | 3547 | 1.9347 | 97.035 | 27.357 | 54 | 8.617
2025-02-28 | 24 | Nelson (Nelson Electricity) | All combined | All combined | 423 | 4.5552 | 4.132 | 9.768 | 7 | 5.56
2025-02-28 | 25 | Tasman (Network Tasman) | All combined | All combined | 2854 | 6.5354 | 60.597 | 21.232 | 35 | 7.993
2025-02-28 | 26 | Marlborough (Marlborough Lines) | All combined | All combined | 1638 | 6.1097 | 30.507 | 18.624 | 11 | 7.473
2025-02-28 | 27 | Buller (Buller Electricity) | All combined | All combined | 59 | 1.189 | 4.67 | 79.154 | 2 | 4.5
2025-02-28 | 28 | West Coast (Westpower) | All combined | All combined | 153 | 1.0534 | 30.407 | 198.741 | 1 | 10
2025-02-28 | 29 | North Canterbury (MainPower NZ) | All combined | All combined | 2487 | 5.5225 | 16.196 | 6.512 | 48 | 7.584
2025-02-28 | 30 | Central Canterbury (Orion New Zealand) | All combined | All combined | 9531 | 4.1792 | 121.383 | 12.736 | 133 | 7.135
2025-02-28 | 31 | Ashburton (Electricity Ashburton) | All combined | All combined | 652 | 3.081 | 99.256 | 152.234 | 7 | 48.496
2025-02-28 | 32 | South Canterbury (Alpine Energy) | All combined | All combined | 960 | 2.7927 | 14.534 | 15.14 | 11 | 8.455
2025-02-28 | 33 | Waitaki (Network Waitaki) | All combined | All combined | 318 | 2.3505 | 3.102 | 9.755 | 4 | 5.85
2025-02-28 | 34 | Queenstown (Aurora Energy) | All combined | All combined | 733 | 4.7166 | 7.628 | 10.406 | 9 | 15.556
2025-02-28 | 35 | Central Otago (Aurora Energy) | All combined | All combined | 2134 | 8.3933 | 48.991 | 22.957 | 45 | 7.498
2025-02-28 | 36 | Otago (OtagoNet JV) | All combined | All combined | 388 | 2.4748 | 24.709 | 63.684 | 8 | 10.135
2025-02-28 | 37 | Dunedin (Aurora Energy) | All combined | All combined | 885 | 1.5439 | 125.058 | 141.309 | 16 | 4.825
2025-02-28 | 38 | Southland (The Power Company) | All combined | All combined | 658 | 1.7294 | 126.078 | 191.608 | 13 | 7.051
2025-02-28 | 39 | Invercargill (Electricity Invercargill) | All combined | All combined | 173 | 0.96957 | 1.14 | 6.589 | 0
2025-03-31 | 1 | Bay of Islands (Top Energy) | All combined | All combined | 2338 | 6.7271 | 111.094 | 47.517 | 15 | 6.077
2025-03-31 | 2 | Whangarei and Kaipara (Northpower) | All combined | All combined | 2992 | 4.7344 | 53.596 | 17.913 | 28 | 10.234
2025-03-31 | 3 | Waitemata (Vector) | All combined | All combined | 6362 | 2.4118 | 60.99 | 9.587 | 61 | 10.798
2025-03-31 | 4 | Auckland (Vector) | All combined | All combined | 6649 | 1.7411 | 87.809 | 13.206 | 54 | 194.348
2025-03-31 | 5 | Counties (Counties Power) | All combined | All combined | 2219 | 4.4827 | 144.039 | 64.912 | 24 | 7.513
2025-03-31 | 6 | Thames Valley (Powerco) | All combined | All combined | 2323 | 3.0492 | 121.454 | 52.283 | 42 | 72.242
2025-03-31 | 7 | Waikato (WEL Networks) | All combined | All combined | 3195 | 3.174 | 94.193 | 29.481 | 29 | 12.379
2025-03-31 | 8 | Waipa (Waipa Networks) | All combined | All combined | 1461 | 4.8999 | 25.311 | 17.324 | 14 | 17.241
2025-03-31 | 9 | King Country (The Lines Company) | All combined | All combined | 314 | 1.2945 | 103.066 | 328.237 | 6 | 9.947
2025-03-31 | 10 | Tauranga (Powerco) | All combined | All combined | 4308 | 4.5653 | 75.363 | 17.494 | 48 | 10.417
2025-03-31 | 11 | Rotorua (Unison Networks) | All combined | All combined | 940 | 2.8521 | 14.903 | 15.855 | 10 | 7.94
2025-03-31 | 12 | Eastern Bay of Plenty (Horizon Energy) | All combined | All combined | 825 | 3.25 | 66.613 | 80.743 | 15 | 8.733
2025-03-31 | 13 | Taupo (Unison Networks) | All combined | All combined | 532 | 2.8662 | 141.431 | 265.848 | 9 | 6.078
2025-03-31 | 14 | Tairawhiti and Wairoa (Firstlight Network) | All combined | All combined | 766 | 2.9306 | 22.035 | 28.766 | 10 | 10.66
2025-03-31 | 15 | Hawke's Bay (Unison Networks) | All combined | All combined | 3424 | 5.1433 | 35.629 | 10.406 | 34 | 16.313
2025-03-31 | 16 | Central Hawke's Bay (Centralines) | All combined | All combined | 425 | 4.7185 | 2.918 | 6.865 | 10 | 8.9
2025-03-31 | 17 | Southern Hawke's Bay (Scanpower) | All combined | All combined | 96 | 1.4013 | 1.147 | 11.945 | 1 | 3
2025-03-31 | 18 | Wairarapa (Powerco) | All combined | All combined | 1378 | 5.0022 | 22.207 | 16.115 | 23 | 173.219
2025-03-31 | 19 | Taranaki (Powerco) | All combined | All combined | 1978 | 3.2287 | 48.122 | 24.329 | 27 | 14.987
2025-03-31 | 20 | Wanganui (Powerco) | All combined | All combined | 947 | 2.7223 | 16.903 | 17.849 | 12 | 8.046
2025-03-31 | 21 | Manawatu (Powerco) | All combined | All combined | 1675 | 2.8668 | 128.337 | 76.619 | 23 | 8.658
2025-03-31 | 22 | Kapiti and Horowhenua (Electra) | All combined | All combined | 1920 | 4.0378 | 49.458 | 25.76 | 24 | 7.191
2025-03-31 | 23 | Wellington (Wellington Electricity) | All combined | All combined | 3595 | 1.9616 | 98.375 | 27.364 | 49 | 27.423
2025-03-31 | 24 | Nelson (Nelson Electricity) | All combined | All combined | 428 | 4.6101 | 4.161 | 9.723 | 6 | 5.5
2025-03-31 | 25 | Tasman (Network Tasman) | All combined | All combined | 2897 | 6.6317 | 61.986 | 21.397 | 44 | 13.32
2025-03-31 | 26 | Marlborough (Marlborough Lines) | All combined | All combined | 1664 | 6.209 | 31.145 | 18.717 | 24 | 6.711
2025-03-31 | 27 | Buller (Buller Electricity) | All combined | All combined | 61 | 1.2311 | 4.698 | 77.019 | 3 | 11.013
2025-03-31 | 28 | West Coast (Westpower) | All combined | All combined | 163 | 1.1218 | 30.737 | 188.568 | 10 | 32.42
2025-03-31 | 29 | North Canterbury (MainPower NZ) | All combined | All combined | 2537 | 5.627 | 16.516 | 6.51 | 51 | 6.325
2025-03-31 | 30 | Central Canterbury (Orion New Zealand) | All combined | All combined | 9647 | 4.2218 | 122.284 | 12.676 | 118 | 7.39
2025-03-31 | 31 | Ashburton (Electricity Ashburton) | All combined | All combined | 662 | 3.1219 | 99.453 | 150.232 | 11 | 6.909
2025-03-31 | 32 | South Canterbury (Alpine Energy) | All combined | All combined | 977 | 2.8398 | 14.662 | 15.007 | 16 | 7.669
2025-03-31 | 33 | Waitaki (Network Waitaki) | All combined | All combined | 321 | 2.3725 | 3.124 | 9.733 | 4 | 6.75
2025-03-31 | 34 | Queenstown (Aurora Energy) | All combined | All combined | 745 | 4.7824 | 7.705 | 10.342 | 12 | 6.277
2025-03-31 | 35 | Central Otago (Aurora Energy) | All combined | All combined | 2169 | 8.5032 | 49.31 | 22.734 | 34 | 9.131
2025-03-31 | 36 | Otago (OtagoNet JV) | All combined | All combined | 395 | 2.5183 | 24.752 | 62.663 | 7 | 6.117
2025-03-31 | 37 | Dunedin (Aurora Energy) | All combined | All combined | 900 | 1.5698 | 125.167 | 139.075 | 14 | 7.707
2025-03-31 | 38 | Southland (The Power Company) | All combined | All combined | 672 | 1.7647 | 126.225 | 187.835 | 13 | 10.985
2025-03-31 | 39 | Invercargill (Electricity Invercargill) | All combined | All combined | 174 | 0.97468 | 1.202 | 6.907 | 0
2025-04-30 | 1 | Bay of Islands (Top Energy) | All combined | All combined | 2362 | 6.7946 | 111.225 | 47.089 | 24 | 5.262
2025-04-30 | 2 | Whangarei and Kaipara (Northpower) | All combined | All combined | 3015 | 4.7688 | 53.766 | 17.833 | 27 | 6.942
2025-04-30 | 3 | Waitemata (Vector) | All combined | All combined | 6407 | 2.4264 | 61.429 | 9.588 | 48 | 9.198
2025-04-30 | 4 | Auckland (Vector) | All combined | All combined | 6715 | 1.757 | 88.594 | 13.193 | 70 | 11.506
2025-04-30 | 5 | Counties (Counties Power) | All combined | All combined | 2238 | 4.5125 | 144.156 | 64.413 | 19 | 6.547
2025-04-30 | 6 | Thames Valley (Powerco) | All combined | All combined | 2347 | 3.0803 | 121.817 | 51.903 | 24 | 15.116
2025-04-30 | 7 | Waikato (WEL Networks) | All combined | All combined | 3218 | 3.1928 | 94.492 | 29.364 | 24 | 13.125
2025-04-30 | 8 | Waipa (Waipa Networks) | All combined | All combined | 1482 | 4.963 | 25.663 | 17.317 | 21 | 17.061
2025-04-30 | 9 | King Country (The Lines Company) | All combined | All combined | 320 | 1.3203 | 103.106 | 322.207 | 6 | 6.667
2025-04-30 | 10 | Tauranga (Powerco) | All combined | All combined | 4348 | 4.603 | 75.724 | 17.416 | 40 | 8.919
2025-04-30 | 11 | Rotorua (Unison Networks) | All combined | All combined | 947 | 2.8702 | 14.954 | 15.791 | 7 | 7.286
2025-04-30 | 12 | Eastern Bay of Plenty (Horizon Energy) | All combined | All combined | 838 | 3.3005 | 66.739 | 79.64 | 13 | 9.685
2025-04-30 | 13 | Taupo (Unison Networks) | All combined | All combined | 540 | 2.907 | 141.485 | 262.009 | 8 | 6.75
2025-04-30 | 14 | Tairawhiti and Wairoa (Firstlight Network) | All combined | All combined | 772 | 2.9508 | 22.081 | 28.602 | 5 | 8
2025-04-30 | 15 | Hawke's Bay (Unison Networks) | All combined | All combined | 3450 | 5.1825 | 35.944 | 10.419 | 28 | 10.536
2025-04-30 | 16 | Central Hawke's Bay (Centralines) | All combined | All combined | 433 | 4.8015 | 2.986 | 6.897 | 7 | 9.5
2025-04-30 | 17 | Southern Hawke's Bay (Scanpower) | All combined | All combined | 95 | 1.3848 | 1.143 | 12.032 | 0
2025-04-30 | 18 | Wairarapa (Powerco) | All combined | All combined | 1400 | 5.0813 | 22.439 | 16.028 | 22 | 10.44
2025-04-30 | 19 | Taranaki (Powerco) | All combined | All combined | 2007 | 3.2757 | 48.328 | 24.08 | 29 | 7.019
2025-04-30 | 20 | Wanganui (Powerco) | All combined | All combined | 954 | 2.7426 | 16.965 | 17.783 | 9 | 7.728
2025-04-30 | 21 | Manawatu (Powerco) | All combined | All combined | 1690 | 2.8917 | 128.45 | 76.006 | 16 | 6.81
2025-04-30 | 22 | Kapiti and Horowhenua (Electra) | All combined | All combined | 1938 | 4.0744 | 49.59 | 25.588 | 17 | 7.376
2025-04-30 | 23 | Wellington (Wellington Electricity) | All combined | All combined | 3637 | 1.984 | 98.749 | 27.151 | 43 | 8.429
2025-04-30 | 24 | Nelson (Nelson Electricity) | All combined | All combined | 431 | 4.6459 | 4.181 | 9.7 | 2 | 8
2025-04-30 | 25 | Tasman (Network Tasman) | All combined | All combined | 2930 | 6.7025 | 62.862 | 21.455 | 33 | 26.062
2025-04-30 | 26 | Marlborough (Marlborough Lines) | All combined | All combined | 1679 | 6.2588 | 31.141 | 18.548 | 15 | 7.608
2025-04-30 | 27 | Buller (Buller Electricity) | All combined | All combined | 64 | 1.2898 | 4.716 | 73.69 | 3 | 6
2025-04-30 | 28 | West Coast (Westpower) | All combined | All combined | 166 | 1.1425 | 30.765 | 185.328 | 3 | 9.333
2025-04-30 | 29 | North Canterbury (MainPower NZ) | All combined | All combined | 2565 | 5.6838 | 16.707 | 6.513 | 29 | 6.648
2025-04-30 | 30 | Central Canterbury (Orion New Zealand) | All combined | All combined | 9766 | 4.2678 | 123.853 | 12.682 | 117 | 7.606
2025-04-30 | 31 | Ashburton (Electricity Ashburton) | All combined | All combined | 679 | 3.2007 | 99.728 | 146.875 | 17 | 15.561
2025-04-30 | 32 | South Canterbury (Alpine Energy) | All combined | All combined | 990 | 2.8769 | 14.761 | 14.91 | 15 | 6.857
2025-04-30 | 33 | Waitaki (Network Waitaki) | All combined | All combined | 324 | 2.3956 | 3.14 | 9.69 | 3 | 5.173
2025-04-30 | 34 | Queenstown (Aurora Energy) | All combined | All combined | 757 | 4.8557 | 7.793 | 10.294 | 12 | 7.333
2025-04-30 | 35 | Central Otago (Aurora Energy) | All combined | All combined | 2208 | 8.6422 | 49.642 | 22.483 | 39 | 8.461
2025-04-30 | 36 | Otago (OtagoNet JV) | All combined | All combined | 398 | 2.5384 | 24.773 | 62.244 | 3 | 8.667
2025-04-30 | 37 | Dunedin (Aurora Energy) | All combined | All combined | 913 | 1.5918 | 125.241 | 137.176 | 13 | 5.689
2025-04-30 | 38 | Southland (The Power Company) | All combined | All combined | 680 | 1.7855 | 126.286 | 185.715 | 8 | 7.625
2025-04-30 | 39 | Invercargill (Electricity Invercargill) | All combined | All combined | 183 | 1.0248 | 1.248 | 6.822 | 9 | 5.178
2025-05-31 | 1 | Bay of Islands (Top Energy) | All combined | All combined | 2385 | 6.86 | 131.379 | 55.086 | 25 | 806.246
2025-05-31 | 2 | Whangarei and Kaipara (Northpower) | All combined | All combined | 3050 | 4.8177 | 54.056 | 17.723 | 35 | 8.278
2025-05-31 | 3 | Waitemata (Vector) | All combined | All combined | 6461 | 2.4434 | 61.869 | 9.576 | 56 | 7.838
2025-05-31 | 4 | Auckland (Vector) | All combined | All combined | 6789 | 1.774 | 90.905 | 13.39 | 75 | 30.681
2025-05-31 | 5 | Counties (Counties Power) | All combined | All combined | 2268 | 4.5637 | 144.53 | 63.726 | 30 | 12.514
2025-05-31 | 6 | Thames Valley (Powerco) | All combined | All combined | 2382 | 3.1232 | 122.31 | 51.348 | 34 | 14.378
2025-05-31 | 7 | Waikato (WEL Networks) | All combined | All combined | 3245 | 3.2163 | 94.797 | 29.213 | 24 | 11.071
2025-05-31 | 8 | Waipa (Waipa Networks) | All combined | All combined | 1501 | 5.0189 | 26.154 | 17.425 | 20 | 23.689
2025-05-31 | 9 | King Country (The Lines Company) | All combined | All combined | 322 | 1.3274 | 103.116 | 320.237 | 2 | 5
2025-05-31 | 10 | Tauranga (Powerco) | All combined | All combined | 4397 | 4.6525 | 76.196 | 17.329 | 51 | 9.198
2025-05-31 | 11 | Rotorua (Unison Networks) | All combined | All combined | 960 | 2.9031 | 15.061 | 15.689 | 13 | 8.231
2025-05-31 | 12 | Eastern Bay of Plenty (Horizon Energy) | All combined | All combined | 854 | 3.3606 | 66.848 | 78.276 | 16 | 6.813
2025-05-31 | 13 | Taupo (Unison Networks) | All combined | All combined | 547 | 2.941 | 141.532 | 258.742 | 7 | 6.703
2025-05-31 | 14 | Tairawhiti and Wairoa (Firstlight Network) | All combined | All combined | 773 | 2.9549 | 22.099 | 28.588 | 2 | 8.5
2025-05-31 | 15 | Hawke's Bay (Unison Networks) | All combined | All combined | 3496 | 5.246 | 36.316 | 10.388 | 45 | 8.012
2025-05-31 | 16 | Central Hawke's Bay (Centralines) | All combined | All combined | 438 | 4.864 | 3.038 | 6.936 | 5 | 9.584
2025-05-31 | 17 | Southern Hawke's Bay (Scanpower) | All combined | All combined | 97 | 1.4152 | 1.155 | 11.905 | 1 | 8
2025-05-31 | 18 | Wairarapa (Powerco) | All combined | All combined | 1418 | 5.1453 | 22.601 | 15.939 | 18 | 7.984
2025-05-31 | 19 | Taranaki (Powerco) | All combined | All combined | 2041 | 3.3306 | 48.909 | 23.963 | 35 | 7.84
2025-05-31 | 20 | Wanganui (Powerco) | All combined | All combined | 964 | 2.7709 | 17.037 | 17.673 | 9 | 8.184
2025-05-31 | 21 | Manawatu (Powerco) | All combined | All combined | 1710 | 2.925 | 128.653 | 75.236 | 20 | 10.048
2025-05-31 | 22 | Kapiti and Horowhenua (Electra) | All combined | All combined | 1959 | 4.1167 | 49.866 | 25.455 | 21 | 13.157
2025-05-31 | 23 | Wellington (Wellington Electricity) | All combined | All combined | 3700 | 2.018 | 99.209 | 26.813 | 63 | 7.3
2025-05-31 | 24 | Nelson (Nelson Electricity) | All combined | All combined | 436 | 4.7018 | 4.221 | 9.681 | 5 | 8
2025-05-31 | 25 | Tasman (Network Tasman) | All combined | All combined | 2981 | 6.8151 | 64.091 | 21.5 | 51 | 23.649
2025-05-31 | 26 | Marlborough (Marlborough Lines) | All combined | All combined | 1697 | 6.3415 | 31.328 | 18.461 | 19 | 7.791
2025-05-31 | 27 | Buller (Buller Electricity) | All combined | All combined | 64 | 1.2911 | 4.716 | 73.69 | 0
2025-05-31 | 28 | West Coast (Westpower) | All combined | All combined | 171 | 1.1758 | 30.799 | 180.108 | 5 | 6.8
2025-05-31 | 29 | North Canterbury (MainPower NZ) | All combined | All combined | 2593 | 5.7405 | 16.934 | 6.531 | 28 | 7.296
2025-05-31 | 30 | Central Canterbury (Orion New Zealand) | All combined | All combined | 9880 | 4.311 | 124.935 | 12.645 | 119 | 9.611
2025-05-31 | 31 | Ashburton (Electricity Ashburton) | All combined | All combined | 685 | 3.2269 | 99.772 | 145.652 | 6 | 7.277
2025-05-31 | 32 | South Canterbury (Alpine Energy) | All combined | All combined | 1001 | 2.9095 | 14.934 | 14.919 | 12 | 12.333
2025-05-31 | 33 | Waitaki (Network Waitaki) | All combined | All combined | 327 | 2.4172 | 3.156 | 9.65 | 3 | 5.333
2025-05-31 | 34 | Queenstown (Aurora Energy) | All combined | All combined | 773 | 4.9539 | 7.882 | 10.197 | 16 | 5.519
2025-05-31 | 35 | Central Otago (Aurora Energy) | All combined | All combined | 2253 | 8.8056 | 50.162 | 22.264 | 45 | 10.437
2025-05-31 | 36 | Otago (OtagoNet JV) | All combined | All combined | 407 | 2.5962 | 24.973 | 61.358 | 10 | 21.104
2025-05-31 | 37 | Dunedin (Aurora Energy) | All combined | All combined | 924 | 1.6103 | 125.296 | 135.602 | 11 | 5
2025-05-31 | 38 | Southland (The Power Company) | All combined | All combined | 693 | 1.8176 | 126.379 | 182.365 | 13 | 7.213
2025-05-31 | 39 | Invercargill (Electricity Invercargill) | All combined | All combined | 184 | 1.0305 | 1.256 | 6.828 | 1 | 7.92
2025-06-30 | 1 | Bay of Islands (Top Energy) | All combined | All combined | 2408 | 6.9251 | 131.555 | 54.633 | 22 | 7.839
2025-06-30 | 2 | Whangarei and Kaipara (Northpower) | All combined | All combined | 3081 | 4.8623 | 54.399 | 17.656 | 29 | 11.813
2025-06-30 | 3 | Waitemata (Vector) | All combined | All combined | 6503 | 2.457 | 62.264 | 9.575 | 44 | 8.841
2025-06-30 | 4 | Auckland (Vector) | All combined | All combined | 6825 | 1.7816 | 91.78 | 13.448 | 41 | 21.805
2025-06-30 | 5 | Counties (Counties Power) | All combined | All combined | 2288 | 4.5964 | 144.708 | 63.247 | 21 | 8.567
2025-06-30 | 6 | Thames Valley (Powerco) | All combined | All combined | 2405 | 3.1514 | 122.774 | 51.05 | 27 | 17.78
2025-06-30 | 7 | Waikato (WEL Networks) | All combined | All combined | 3266 | 3.2338 | 95.023 | 29.095 | 19 | 11.421
2025-06-30 | 8 | Waipa (Waipa Networks) | All combined | All combined | 1517 | 5.0671 | 26.477 | 17.453 | 15 | 20.223
2025-06-30 | 9 | King Country (The Lines Company) | All combined | All combined | 328 | 1.3515 | 103.146 | 314.47 | 6 | 5
2025-06-30 | 10 | Tauranga (Powerco) | All combined | All combined | 4436 | 4.6916 | 76.605 | 17.269 | 37 | 10.15
2025-06-30 | 11 | Rotorua (Unison Networks) | All combined | All combined | 968 | 2.9217 | 15.116 | 15.616 | 8 | 6.825
2025-06-30 | 12 | Eastern Bay of Plenty (Horizon Energy) | All combined | All combined | 872 | 3.434 | 67.013 | 76.85 | 18 | 9.056
2025-06-30 | 13 | Taupo (Unison Networks) | All combined | All combined | 552 | 2.9669 | 141.621 | 256.559 | 5 | 16.8
2025-06-30 | 14 | Tairawhiti and Wairoa (Firstlight Network) | All combined | All combined | 775 | 2.9582 | 22.114 | 28.534 | 2 | 7.5
2025-06-30 | 15 | Hawke's Bay (Unison Networks) | All combined | All combined | 3519 | 5.2802 | 36.659 | 10.417 | 22 | 11.069
2025-06-30 | 16 | Central Hawke's Bay (Centralines) | All combined | All combined | 444 | 4.9224 | 3.249 | 7.318 | 6 | 35.167
2025-06-30 | 17 | Southern Hawke's Bay (Scanpower) | All combined | All combined | 97 | 1.4138 | 1.155 | 11.905 | 0
2025-06-30 | 18 | Wairarapa (Powerco) | All combined | All combined | 1438 | 5.2141 | 22.788 | 15.847 | 21 | 9.03
2025-06-30 | 19 | Taranaki (Powerco) | All combined | All combined | 2061 | 3.3624 | 49.078 | 23.813 | 20 | 8.461
2025-06-30 | 20 | Wanganui (Powerco) | All combined | All combined | 971 | 2.7913 | 17.083 | 17.594 | 9 | 6.856
2025-06-30 | 21 | Manawatu (Powerco) | All combined | All combined | 1728 | 2.954 | 128.874 | 74.58 | 18 | 12.274
2025-06-30 | 22 | Kapiti and Horowhenua (Electra) | All combined | All combined | 1982 | 4.166 | 50.038 | 25.246 | 24 | 7.266
2025-06-30 | 23 | Wellington (Wellington Electricity) | All combined | All combined | 3744 | 2.0406 | 99.552 | 26.59 | 44 | 7.702
2025-06-30 | 24 | Nelson (Nelson Electricity) | All combined | All combined | 444 | 4.7835 | 4.277 | 9.632 | 8 | 6.975
2025-06-30 | 25 | Tasman (Network Tasman) | All combined | All combined | 3017 | 6.8955 | 64.812 | 21.482 | 37 | 20.582
2025-06-30 | 26 | Marlborough (Marlborough Lines) | All combined | All combined | 1705 | 6.3558 | 31.543 | 18.5 | 9 | 10.207
2025-06-30 | 27 | Buller (Buller Electricity) | All combined | All combined | 65 | 1.3071 | 4.723 | 72.664 | 1 | 7
2025-06-30 | 28 | West Coast (Westpower) | All combined | All combined | 176 | 1.209 | 30.844 | 175.247 | 6 | 8.833
2025-06-30 | 29 | North Canterbury (MainPower NZ) | All combined | All combined | 2617 | 5.79 | 17.073 | 6.524 | 25 | 5.78
2025-06-30 | 30 | Central Canterbury (Orion New Zealand) | All combined | All combined | 9991 | 4.3522 | 125.605 | 12.572 | 116 | 7.609
2025-06-30 | 31 | Ashburton (Electricity Ashburton) | All combined | All combined | 694 | 3.2679 | 100.123 | 144.27 | 9 | 39.061
2025-06-30 | 32 | South Canterbury (Alpine Energy) | All combined | All combined | 1007 | 2.9268 | 14.98 | 14.876 | 4 | 8
2025-06-30 | 33 | Waitaki (Network Waitaki) | All combined | All combined | 330 | 2.4369 | 3.182 | 9.642 | 3 | 8.667
2025-06-30 | 34 | Queenstown (Aurora Energy) | All combined | All combined | 782 | 4.9997 | 7.952 | 10.169 | 9 | 7.2
2025-06-30 | 35 | Central Otago (Aurora Energy) | All combined | All combined | 2283 | 8.9058 | 50.451 | 22.099 | 30 | 9.488
2025-06-30 | 36 | Otago (OtagoNet JV) | All combined | All combined | 414 | 2.6413 | 25.028 | 60.453 | 6 | 7.5
2025-06-30 | 37 | Dunedin (Aurora Energy) | All combined | All combined | 941 | 1.6386 | 125.384 | 133.246 | 17 | 5.171
2025-06-30 | 38 | Southland (The Power Company) | All combined | All combined | 701 | 1.8392 | 126.453 | 180.389 | 8 | 9.34
2025-06-30 | 39 | Invercargill (Electricity Invercargill) | All combined | All combined | 188 | 1.0532 | 1.277 | 6.794 | 3 | 5.333
2025-07-31 | 1 | Bay of Islands (Top Energy) | All combined | All combined | 2425 | 6.9712 | 131.65 | 54.289 | 19 | 5.239
2025-07-31 | 2 | Whangarei and Kaipara (Northpower) | All combined | All combined | 3086 | 4.871 | 54.45 | 17.644 | 6 | 8.88
2025-07-31 | 3 | Waitemata (Vector) | All combined | All combined | 6525 | 2.4643 | 62.478 | 9.575 | 26 | 8.307
2025-07-31 | 4 | Auckland (Vector) | All combined | All combined | 6859 | 1.7892 | 92.164 | 13.437 | 37 | 10.562
2025-07-31 | 5 | Counties (Counties Power) | All combined | All combined | 2310 | 4.6358 | 144.854 | 62.707 | 21 | 6.905
2025-07-31 | 6 | Thames Valley (Powerco) | All combined | All combined | 2402 | 3.1474 | 122.535 | 51.014 | 12 | 12.688
2025-07-31 | 7 | Waikato (WEL Networks) | All combined | All combined | 3272 | 3.2391 | 95.116 | 29.07 | 9 | 11.222
2025-07-31 | 8 | Waipa (Waipa Networks) | All combined | All combined | 1520 | 5.0736 | 26.544 | 17.463 | 4 | 17.59
2025-07-31 | 9 | King Country (The Lines Company) | All combined | All combined | 328 | 1.3527 | 103.146 | 314.47 | 0
2025-07-31 | 10 | Tauranga (Powerco) | All combined | All combined | 4448 | 4.7024 | 76.755 | 17.256 | 11 | 12.762
2025-07-31 | 11 | Rotorua (Unison Networks) | All combined | All combined | 975 | 2.943 | 15.174 | 15.564 | 9 | 7
2025-07-31 | 12 | Eastern Bay of Plenty (Horizon Energy) | All combined | All combined | 880 | 3.464 | 67.079 | 76.226 | 8 | 8.188
2025-07-31 | 13 | Taupo (Unison Networks) | All combined | All combined | 556 | 2.9884 | 141.652 | 254.769 | 5 | 7.2
2025-07-31 | 14 | Tairawhiti and Wairoa (Firstlight Network) | All combined | All combined | 775 | 2.9606 | 22.114 | 28.534 | 0
2025-07-31 | 15 | Hawke's Bay (Unison Networks) | All combined | All combined | 3536 | 5.3042 | 36.812 | 10.411 | 19 | 8.403
2025-07-31 | 16 | Central Hawke's Bay (Centralines) | All combined | All combined | 448 | 4.9601 | 3.29 | 7.344 | 3 | 12
2025-07-31 | 17 | Southern Hawke's Bay (Scanpower) | All combined | All combined | 97 | 1.4146 | 1.155 | 11.905 | 0
2025-07-31 | 18 | Wairarapa (Powerco) | All combined | All combined | 1439 | 5.2172 | 22.793 | 15.839 | 1 | 5
2025-07-31 | 19 | Taranaki (Powerco) | All combined | All combined | 2068 | 3.3754 | 49.11 | 23.747 | 10 | 4.944
2025-07-31 | 20 | Wanganui (Powerco) | All combined | All combined | 973 | 2.7984 | 17.101 | 17.575 | 3 | 7.667
2025-07-31 | 21 | Manawatu (Powerco) | All combined | All combined | 1731 | 2.9574 | 128.941 | 74.49 | 5 | 11.808
2025-07-31 | 22 | Kapiti and Horowhenua (Electra) | All combined | All combined | 1996 | 4.1934 | 50.161 | 25.131 | 14 | 8.424
2025-07-31 | 23 | Wellington (Wellington Electricity) | All combined | All combined | 3803 | 2.0728 | 99.96 | 26.285 | 59 | 6.908
2025-07-31 | 24 | Nelson (Nelson Electricity) | All combined | All combined | 450 | 4.8434 | 4.305 | 9.567 | 6 | 4.733
2025-07-31 | 25 | Tasman (Network Tasman) | All combined | All combined | 6 | 0.01371 | 39.424 | 6570.613 | 0
2025-07-31 | 26 | Marlborough (Marlborough Lines) | All combined | All combined | 1726 | 6.4309 | 31.876 | 18.468 | 19 | 16.345
2025-07-31 | 27 | Buller (Buller Electricity) | All combined | All combined | 65 | 1.3047 | 4.723 | 72.664 | 0
2025-07-31 | 28 | West Coast (Westpower) | All combined | All combined | 180 | 1.2348 | 30.879 | 171.547 | 4 | 8.75
2025-07-31 | 29 | North Canterbury (MainPower NZ) | All combined | All combined | 2720 | 6.0129 | 18.092 | 6.651 | 103 | 9.694
2025-07-31 | 30 | Central Canterbury (Orion New Zealand) | All combined | All combined | 10037 | 4.3653 | 126.192 | 12.573 | 63 | 8.97
2025-07-31 | 31 | Ashburton (Electricity Ashburton) | All combined | All combined | 701 | 3.2987 | 100.224 | 142.973 | 8 | 12.219
2025-07-31 | 32 | South Canterbury (Alpine Energy) | All combined | All combined | 1021 | 2.9666 | 15.098 | 14.788 | 16 | 7.594
2025-07-31 | 33 | Waitaki (Network Waitaki) | All combined | All combined | 331 | 2.447 | 3.184 | 9.621 | 2 | 5
2025-07-31 | 34 | Queenstown (Aurora Energy) | All combined | All combined | 799 | 5.0989 | 8.049 | 10.074 | 17 | 5.706
2025-07-31 | 35 | Central Otago (Aurora Energy) | All combined | All combined | 2310 | 8.9897 | 50.553 | 21.884 | 28 | 6.119
2025-07-31 | 36 | Otago (OtagoNet JV) | All combined | All combined | 422 | 2.6905 | 25.172 | 59.649 | 8 | 18.025
2025-07-31 | 37 | Dunedin (Aurora Energy) | All combined | All combined | 949 | 1.6516 | 125.446 | 132.188 | 9 | 5.667
2025-07-31 | 38 | Southland (The Power Company) | All combined | All combined | 710 | 1.8616 | 126.571 | 178.269 | 10 | 12.147
2025-07-31 | 39 | Invercargill (Electricity Invercargill) | All combined | All combined | 192 | 1.0743 | 1.303 | 6.784 | 3 | 7.833

## Registry DG MW - > 10kW
Installed distributed generation trends
From www.emi.ea.govt.nz provided by the Electricity Authority (New Zealand)
Run at: 20250909162606
Parameters
Date range | 01 Aug 2024 - 31 Jul 2025
Region type | Network reporting region
Market segment | All ICPs
Capacity | More than 10kW
Fuel type | All combined
Month end | Region ID | Region name | Capacity | Fuel type | ICP count | ICP uptake rate (%) | Total capacity installed (MW) | Avg. capacity installed (kW) | ICP count - new installations | Avg. capacity - new installations (kW)
2024-07-31 | 1 | Bay of Islands (Top Energy) | More than 10kW | All combined | 99 | 0.28645 | 99.668 | 1006.748 | 2 | 15
2024-07-31 | 2 | Whangarei and Kaipara (Northpower) | More than 10kW | All combined | 118 | 0.18809 | 22.968 | 194.647 | 6 | 14.817
2024-07-31 | 3 | Waitemata (Vector) | More than 10kW | All combined | 168 | 0.06435 | 29.096 | 173.189 | 1 | 16
2024-07-31 | 4 | Auckland (Vector) | More than 10kW | All combined | 279 | 0.07376 | 38.826 | 139.161 | 5 | 595.38
2024-07-31 | 5 | Counties (Counties Power) | More than 10kW | All combined | 102 | 0.20868 | 132.957 | 1303.505 | 4 | 45.5
2024-07-31 | 6 | Thames Valley (Powerco) | More than 10kW | All combined | 178 | 0.23448 | 101.832 | 572.09 | 13 | 33.492
2024-07-31 | 7 | Waikato (WEL Networks) | More than 10kW | All combined | 227 | 0.22694 | 74.751 | 329.3 | 3 | 28.333
2024-07-31 | 8 | Waipa (Waipa Networks) | More than 10kW | All combined | 202 | 0.68183 | 17.76 | 87.92 | 11 | 69.473
2024-07-31 | 9 | King Country (The Lines Company) | More than 10kW | All combined | 38 | 0.15651 | 101.499 | 2671.031 | 0
2024-07-31 | 10 | Tauranga (Powerco) | More than 10kW | All combined | 200 | 0.21296 | 53.361 | 266.805 | 6 | 25.983
2024-07-31 | 11 | Rotorua (Unison Networks) | More than 10kW | All combined | 32 | 0.09969 | 10.36 | 323.742 | 1 | 12
2024-07-31 | 12 | Eastern Bay of Plenty (Horizon Energy) | More than 10kW | All combined | 21 | 0.08285 | 62.573 | 2979.658 | 1 | 25
2024-07-31 | 13 | Taupo (Unison Networks) | More than 10kW | All combined | 25 | 0.13184 | 88.84 | 3553.6 | 0
2024-07-31 | 14 | Tairawhiti and Wairoa (Firstlight Network) | More than 10kW | All combined | 27 | 0.10378 | 18.035 | 667.956 | 3 | 48.333
2024-07-31 | 15 | Hawke's Bay (Unison Networks) | More than 10kW | All combined | 128 | 0.1934 | 18.291 | 142.902 | 4 | 48.75
2024-07-31 | 16 | Central Hawke's Bay (Centralines) | More than 10kW | All combined | 15 | 0.16722 | 0.587 | 39.144 | 0
2024-07-31 | 17 | Southern Hawke's Bay (Scanpower) | More than 10kW | All combined | 5 | 0.07307 | 0.722 | 144.4 | 1 | 30
2024-07-31 | 18 | Wairarapa (Powerco) | More than 10kW | All combined | 78 | 0.28529 | 11.49 | 147.308 | 3 | 13.667
2024-07-31 | 19 | Taranaki (Powerco) | More than 10kW | All combined | 132 | 0.21587 | 37.194 | 281.772 | 3 | 14.667
2024-07-31 | 20 | Wanganui (Powerco) | More than 10kW | All combined | 30 | 0.08943 | 1.35 | 45.004 | 0
2024-07-31 | 21 | Manawatu (Powerco) | More than 10kW | All combined | 95 | 0.15987 | 130.652 | 1375.286 | 3 | 47.667
2024-07-31 | 22 | Kapiti and Horowhenua (Electra) | More than 10kW | All combined | 34 | 0.07188 | 40.179 | 1181.735 | 0
2024-07-31 | 23 | Wellington (Wellington Electricity) | More than 10kW | All combined | 57 | 0.03117 | 80.608 | 1414.171 | 3 | 120
2024-07-31 | 24 | Nelson (Nelson Electricity) | More than 10kW | All combined | 10 | 0.10831 | 2.252 | 225.168 | 0
2024-07-31 | 25 | Tasman (Network Tasman) | More than 10kW | All combined | 155 | 0.35668 | 46.256 | 298.428 | 3 | 49.967
2024-07-31 | 26 | Marlborough (Marlborough Lines) | More than 10kW | All combined | 195 | 0.72968 | 19.332 | 99.136 | 4 | 14.25
2024-07-31 | 27 | Buller (Buller Electricity) | More than 10kW | All combined | 3 | 0.06095 | 4.375 | 1458.333 | 0
2024-07-31 | 28 | West Coast (Westpower) | More than 10kW | All combined | 21 | 0.14549 | 29.578 | 1408.476 | 1 | 40
2024-07-31 | 29 | North Canterbury (MainPower NZ) | More than 10kW | All combined | 67 | 0.15016 | 4.253 | 63.471 | 1 | 11.4
2024-07-31 | 30 | Central Canterbury (Orion New Zealand) | More than 10kW | All combined | 681 | 0.30181 | 74.267 | 109.055 | 17 | 13.182
2024-07-31 | 31 | Ashburton (Electricity Ashburton) | More than 10kW | All combined | 68 | 0.32409 | 34.847 | 512.449 | 0
2024-07-31 | 32 | South Canterbury (Alpine Energy) | More than 10kW | All combined | 42 | 0.12252 | 9.978 | 237.567 | 0
2024-07-31 | 33 | Waitaki (Network Waitaki) | More than 10kW | All combined | 20 | 0.14839 | 1.55 | 77.488 | 0
2024-07-31 | 34 | Queenstown (Aurora Energy) | More than 10kW | All combined | 38 | 0.2472 | 3.957 | 104.132 | 0
2024-07-31 | 35 | Central Otago (Aurora Energy) | More than 10kW | All combined | 59 | 0.23604 | 37.392 | 633.761 | 2 | 20
2024-07-31 | 36 | Otago (OtagoNet JV) | More than 10kW | All combined | 21 | 0.13411 | 22.895 | 1090.229 | 0
2024-07-31 | 37 | Dunedin (Aurora Energy) | More than 10kW | All combined | 17 | 0.02969 | 121.215 | 7130.271 | 0
2024-07-31 | 38 | Southland (The Power Company) | More than 10kW | All combined | 46 | 0.12121 | 122.819 | 2669.985 | 0
2024-07-31 | 39 | Invercargill (Electricity Invercargill) | More than 10kW | All combined | 8 | 0.04499 | 0.32 | 40 | 0
2024-08-31 | 1 | Bay of Islands (Top Energy) | More than 10kW | All combined | 103 | 0.29798 | 99.753 | 968.477 | 4 | 21.275
2024-08-31 | 2 | Whangarei and Kaipara (Northpower) | More than 10kW | All combined | 121 | 0.19238 | 22.024 | 182.017 | 4 | 17.675
2024-08-31 | 3 | Waitemata (Vector) | More than 10kW | All combined | 170 | 0.06502 | 29.161 | 171.533 | 2 | 32.45
2024-08-31 | 4 | Auckland (Vector) | More than 10kW | All combined | 284 | 0.07499 | 39.081 | 137.609 | 5 | 50.98
2024-08-31 | 5 | Counties (Counties Power) | More than 10kW | All combined | 103 | 0.21052 | 132.977 | 1291.043 | 1 | 20
2024-08-31 | 6 | Thames Valley (Powerco) | More than 10kW | All combined | 188 | 0.24751 | 102.02 | 542.661 | 10 | 18.83
2024-08-31 | 7 | Waikato (WEL Networks) | More than 10kW | All combined | 231 | 0.23061 | 75.06 | 324.935 | 4 | 75.45
2024-08-31 | 8 | Waipa (Waipa Networks) | More than 10kW | All combined | 208 | 0.7019 | 17.876 | 85.94 | 6 | 19.277
2024-08-31 | 9 | King Country (The Lines Company) | More than 10kW | All combined | 38 | 0.15664 | 101.499 | 2671.031 | 0
2024-08-31 | 10 | Tauranga (Powerco) | More than 10kW | All combined | 208 | 0.22124 | 53.507 | 257.245 | 7 | 18.286
2024-08-31 | 11 | Rotorua (Unison Networks) | More than 10kW | All combined | 33 | 0.10264 | 10.376 | 314.417 | 1 | 16
2024-08-31 | 12 | Eastern Bay of Plenty (Horizon Energy) | More than 10kW | All combined | 23 | 0.09074 | 62.656 | 2724.166 | 2 | 41.5
2024-08-31 | 13 | Taupo (Unison Networks) | More than 10kW | All combined | 26 | 0.13689 | 88.854 | 3417.48 | 1 | 14.5
2024-08-31 | 14 | Tairawhiti and Wairoa (Firstlight Network) | More than 10kW | All combined | 27 | 0.10379 | 18.035 | 667.956 | 0
2024-08-31 | 15 | Hawke's Bay (Unison Networks) | More than 10kW | All combined | 134 | 0.20236 | 18.362 | 137.033 | 5 | 22.6
2024-08-31 | 16 | Central Hawke's Bay (Centralines) | More than 10kW | All combined | 18 | 0.20056 | 0.682 | 37.892 | 3 | 31.633
2024-08-31 | 17 | Southern Hawke's Bay (Scanpower) | More than 10kW | All combined | 5 | 0.07304 | 0.722 | 144.4 | 0
2024-08-31 | 18 | Wairarapa (Powerco) | More than 10kW | All combined | 78 | 0.2851 | 11.49 | 147.308 | 0
2024-08-31 | 19 | Taranaki (Powerco) | More than 10kW | All combined | 138 | 0.22564 | 37.347 | 270.633 | 5 | 28.48
2024-08-31 | 20 | Wanganui (Powerco) | More than 10kW | All combined | 35 | 0.10066 | 1.519 | 43.409 | 3 | 14.733
2024-08-31 | 21 | Manawatu (Powerco) | More than 10kW | All combined | 95 | 0.16301 | 130.582 | 1374.549 | 2 | 27.5
2024-08-31 | 22 | Kapiti and Horowhenua (Electra) | More than 10kW | All combined | 35 | 0.07392 | 40.229 | 1149.4 | 1 | 50
2024-08-31 | 23 | Wellington (Wellington Electricity) | More than 10kW | All combined | 58 | 0.03169 | 80.626 | 1390.099 | 0
2024-08-31 | 24 | Nelson (Nelson Electricity) | More than 10kW | All combined | 10 | 0.10835 | 2.252 | 225.168 | 0
2024-08-31 | 25 | Tasman (Network Tasman) | More than 10kW | All combined | 158 | 0.36337 | 46.331 | 293.237 | 4 | 23.5
2024-08-31 | 26 | Marlborough (Marlborough Lines) | More than 10kW | All combined | 198 | 0.74013 | 19.365 | 97.802 | 1 | 11
2024-08-31 | 27 | Buller (Buller Electricity) | More than 10kW | All combined | 3 | 0.06085 | 4.375 | 1458.333 | 0
2024-08-31 | 28 | West Coast (Westpower) | More than 10kW | All combined | 21 | 0.14546 | 29.578 | 1408.476 | 0
2024-08-31 | 29 | North Canterbury (MainPower NZ) | More than 10kW | All combined | 69 | 0.15444 | 4.298 | 62.283 | 2 | 22.5
2024-08-31 | 30 | Central Canterbury (Orion New Zealand) | More than 10kW | All combined | 704 | 0.31154 | 74.166 | 105.35 | 23 | 23.426
2024-08-31 | 31 | Ashburton (Electricity Ashburton) | More than 10kW | All combined | 70 | 0.33325 | 35.163 | 502.322 | 2 | 158
2024-08-31 | 32 | South Canterbury (Alpine Energy) | More than 10kW | All combined | 42 | 0.12247 | 10.003 | 238.162 | 0
2024-08-31 | 33 | Waitaki (Network Waitaki) | More than 10kW | All combined | 20 | 0.14826 | 1.55 | 77.488 | 0
2024-08-31 | 34 | Queenstown (Aurora Energy) | More than 10kW | All combined | 41 | 0.26629 | 4.003 | 97.641 | 3 | 15.427
2024-08-31 | 35 | Central Otago (Aurora Energy) | More than 10kW | All combined | 60 | 0.23941 | 37.55 | 625.832 | 1 | 15
2024-08-31 | 36 | Otago (OtagoNet JV) | More than 10kW | All combined | 21 | 0.13409 | 22.895 | 1090.229 | 0
2024-08-31 | 37 | Dunedin (Aurora Energy) | More than 10kW | All combined | 18 | 0.03144 | 121.243 | 6735.734 | 1 | 28.6
2024-08-31 | 38 | Southland (The Power Company) | More than 10kW | All combined | 44 | 0.11584 | 122.789 | 2790.653 | 0
2024-08-31 | 39 | Invercargill (Electricity Invercargill) | More than 10kW | All combined | 8 | 0.04496 | 0.32 | 40 | 0
2024-09-30 | 1 | Bay of Islands (Top Energy) | More than 10kW | All combined | 104 | 0.3005 | 99.768 | 959.309 | 1 | 15
2024-09-30 | 2 | Whangarei and Kaipara (Northpower) | More than 10kW | All combined | 128 | 0.20341 | 22.296 | 174.184 | 7 | 38.786
2024-09-30 | 3 | Waitemata (Vector) | More than 10kW | All combined | 173 | 0.06607 | 29.203 | 168.802 | 2 | 13.5
2024-09-30 | 4 | Auckland (Vector) | More than 10kW | All combined | 292 | 0.07695 | 39.484 | 135.218 | 7 | 53.286
2024-09-30 | 5 | Counties (Counties Power) | More than 10kW | All combined | 103 | 0.21005 | 132.977 | 1291.043 | 0
2024-09-30 | 6 | Thames Valley (Powerco) | More than 10kW | All combined | 199 | 0.26191 | 102.294 | 514.039 | 12 | 25.033
2024-09-30 | 7 | Waikato (WEL Networks) | More than 10kW | All combined | 237 | 0.2363 | 78.57 | 331.519 | 6 | 584.983
2024-09-30 | 8 | Waipa (Waipa Networks) | More than 10kW | All combined | 221 | 0.74448 | 18.188 | 82.297 | 12 | 23.476
2024-09-30 | 9 | King Country (The Lines Company) | More than 10kW | All combined | 38 | 0.15669 | 101.499 | 2671.031 | 0
2024-09-30 | 10 | Tauranga (Powerco) | More than 10kW | All combined | 216 | 0.22972 | 53.838 | 249.25 | 7 | 44.446
2024-09-30 | 11 | Rotorua (Unison Networks) | More than 10kW | All combined | 33 | 0.1025 | 10.376 | 314.417 | 0
2024-09-30 | 12 | Eastern Bay of Plenty (Horizon Energy) | More than 10kW | All combined | 23 | 0.09068 | 62.656 | 2724.166 | 0
2024-09-30 | 13 | Taupo (Unison Networks) | More than 10kW | All combined | 27 | 0.14192 | 138.854 | 5142.759 | 1 | 50000
2024-09-30 | 14 | Tairawhiti and Wairoa (Firstlight Network) | More than 10kW | All combined | 30 | 0.1153 | 18.1 | 603.327 | 3 | 21.667
2024-09-30 | 15 | Hawke's Bay (Unison Networks) | More than 10kW | All combined | 136 | 0.2053 | 18.452 | 135.68 | 2 | 45
2024-09-30 | 16 | Central Hawke's Bay (Centralines) | More than 10kW | All combined | 17 | 0.18946 | 0.642 | 37.768 | 0
2024-09-30 | 17 | Southern Hawke's Bay (Scanpower) | More than 10kW | All combined | 5 | 0.07294 | 0.722 | 144.4 | 0
2024-09-30 | 18 | Wairarapa (Powerco) | More than 10kW | All combined | 81 | 0.29581 | 11.531 | 142.355 | 2 | 15
2024-09-30 | 19 | Taranaki (Powerco) | More than 10kW | All combined | 144 | 0.23536 | 37.454 | 260.099 | 6 | 17.817
2024-09-30 | 20 | Wanganui (Powerco) | More than 10kW | All combined | 36 | 0.10356 | 1.534 | 42.62 | 1 | 15
2024-09-30 | 21 | Manawatu (Powerco) | More than 10kW | All combined | 100 | 0.17154 | 130.713 | 1307.132 | 4 | 27.55
2024-09-30 | 22 | Kapiti and Horowhenua (Electra) | More than 10kW | All combined | 35 | 0.07387 | 40.229 | 1149.4 | 0
2024-09-30 | 23 | Wellington (Wellington Electricity) | More than 10kW | All combined | 60 | 0.03279 | 80.663 | 1344.389 | 2 | 18.8
2024-09-30 | 24 | Nelson (Nelson Electricity) | More than 10kW | All combined | 10 | 0.10823 | 2.252 | 225.168 | 0
2024-09-30 | 25 | Tasman (Network Tasman) | More than 10kW | All combined | 163 | 0.37459 | 46.421 | 284.791 | 4 | 18.5
2024-09-30 | 26 | Marlborough (Marlborough Lines) | More than 10kW | All combined | 199 | 0.74379 | 19.385 | 97.413 | 1 | 15
2024-09-30 | 27 | Buller (Buller Electricity) | More than 10kW | All combined | 3 | 0.06077 | 4.375 | 1458.333 | 0
2024-09-30 | 28 | West Coast (Westpower) | More than 10kW | All combined | 21 | 0.14534 | 29.578 | 1408.476 | 0
2024-09-30 | 29 | North Canterbury (MainPower NZ) | More than 10kW | All combined | 72 | 0.16092 | 4.343 | 60.313 | 3 | 15
2024-09-30 | 30 | Central Canterbury (Orion New Zealand) | More than 10kW | All combined | 718 | 0.31713 | 74.431 | 103.665 | 10 | 21.378
2024-09-30 | 31 | Ashburton (Electricity Ashburton) | More than 10kW | All combined | 71 | 0.33734 | 41.165 | 579.789 | 2 | 3006.75
2024-09-30 | 32 | South Canterbury (Alpine Energy) | More than 10kW | All combined | 42 | 0.12238 | 10.003 | 238.162 | 0
2024-09-30 | 33 | Waitaki (Network Waitaki) | More than 10kW | All combined | 21 | 0.15571 | 1.61 | 76.655 | 1 | 60
2024-09-30 | 34 | Queenstown (Aurora Energy) | More than 10kW | All combined | 43 | 0.27857 | 4.041 | 93.983 | 2 | 19
2024-09-30 | 35 | Central Otago (Aurora Energy) | More than 10kW | All combined | 61 | 0.24275 | 38.067 | 624.051 | 2 | 265
2024-09-30 | 36 | Otago (OtagoNet JV) | More than 10kW | All combined | 22 | 0.14036 | 22.92 | 1041.81 | 0
2024-09-30 | 37 | Dunedin (Aurora Energy) | More than 10kW | All combined | 18 | 0.03142 | 121.243 | 6735.734 | 0
2024-09-30 | 38 | Southland (The Power Company) | More than 10kW | All combined | 44 | 0.11573 | 122.789 | 2790.653 | 0
2024-09-30 | 39 | Invercargill (Electricity Invercargill) | More than 10kW | All combined | 8 | 0.04494 | 0.32 | 40 | 0
2024-10-31 | 1 | Bay of Islands (Top Energy) | More than 10kW | All combined | 105 | 0.30326 | 99.788 | 950.363 | 1 | 20
2024-10-31 | 2 | Whangarei and Kaipara (Northpower) | More than 10kW | All combined | 135 | 0.21432 | 22.426 | 166.121 | 7 | 18.68
2024-10-31 | 3 | Waitemata (Vector) | More than 10kW | All combined | 177 | 0.0675 | 29.993 | 169.45 | 4 | 32.5
2024-10-31 | 4 | Auckland (Vector) | More than 10kW | All combined | 301 | 0.07919 | 39.801 | 132.23 | 9 | 35.282
2024-10-31 | 5 | Counties (Counties Power) | More than 10kW | All combined | 105 | 0.21377 | 133.099 | 1267.614 | 2 | 61
2024-10-31 | 6 | Thames Valley (Powerco) | More than 10kW | All combined | 213 | 0.28018 | 102.625 | 481.808 | 14 | 23.67
2024-10-31 | 7 | Waikato (WEL Networks) | More than 10kW | All combined | 244 | 0.24296 | 78.766 | 322.812 | 6 | 35.667
2024-10-31 | 8 | Waipa (Waipa Networks) | More than 10kW | All combined | 234 | 0.78735 | 18.471 | 78.936 | 12 | 22.487
2024-10-31 | 9 | King Country (The Lines Company) | More than 10kW | All combined | 39 | 0.16082 | 101.51 | 2602.825 | 1 | 11
2024-10-31 | 10 | Tauranga (Powerco) | More than 10kW | All combined | 227 | 0.24119 | 54.039 | 238.056 | 8 | 18.578
2024-10-31 | 11 | Rotorua (Unison Networks) | More than 10kW | All combined | 33 | 0.10247 | 10.376 | 314.417 | 0
2024-10-31 | 12 | Eastern Bay of Plenty (Horizon Energy) | More than 10kW | All combined | 24 | 0.0946 | 62.671 | 2611.284 | 1 | 15
2024-10-31 | 13 | Taupo (Unison Networks) | More than 10kW | All combined | 27 | 0.14169 | 138.854 | 5142.759 | 0
2024-10-31 | 14 | Tairawhiti and Wairoa (Firstlight Network) | More than 10kW | All combined | 31 | 0.11913 | 18.124 | 584.639 | 1 | 24
2024-10-31 | 15 | Hawke's Bay (Unison Networks) | More than 10kW | All combined | 137 | 0.20656 | 18.477 | 134.872 | 1 | 25
2024-10-31 | 16 | Central Hawke's Bay (Centralines) | More than 10kW | All combined | 18 | 0.20049 | 0.657 | 36.503 | 1 | 15
2024-10-31 | 17 | Southern Hawke's Bay (Scanpower) | More than 10kW | All combined | 5 | 0.07301 | 0.722 | 144.4 | 0
2024-10-31 | 18 | Wairarapa (Powerco) | More than 10kW | All combined | 89 | 0.32486 | 11.701 | 131.468 | 7 | 20.7
2024-10-31 | 19 | Taranaki (Powerco) | More than 10kW | All combined | 154 | 0.25169 | 37.813 | 245.54 | 9 | 38.667
2024-10-31 | 20 | Wanganui (Powerco) | More than 10kW | All combined | 38 | 0.1092 | 1.57 | 41.318 | 1 | 20
2024-10-31 | 21 | Manawatu (Powerco) | More than 10kW | All combined | 107 | 0.18342 | 130.875 | 1223.134 | 6 | 25.267
2024-10-31 | 22 | Kapiti and Horowhenua (Electra) | More than 10kW | All combined | 37 | 0.07806 | 40.257 | 1088.027 | 1 | 15
2024-10-31 | 23 | Wellington (Wellington Electricity) | More than 10kW | All combined | 62 | 0.03386 | 80.753 | 1302.473 | 1 | 30
2024-10-31 | 24 | Nelson (Nelson Electricity) | More than 10kW | All combined | 10 | 0.10771 | 2.252 | 225.168 | 0
2024-10-31 | 25 | Tasman (Network Tasman) | More than 10kW | All combined | 166 | 0.3812 | 46.487 | 280.041 | 3 | 22
2024-10-31 | 26 | Marlborough (Marlborough Lines) | More than 10kW | All combined | 205 | 0.76615 | 23.533 | 114.796 | 5 | 826.636
2024-10-31 | 27 | Buller (Buller Electricity) | More than 10kW | All combined | 3 | 0.06069 | 4.375 | 1458.333 | 0
2024-10-31 | 28 | West Coast (Westpower) | More than 10kW | All combined | 22 | 0.15215 | 29.608 | 1345.818 | 1 | 30
2024-10-31 | 29 | North Canterbury (MainPower NZ) | More than 10kW | All combined | 81 | 0.18073 | 4.595 | 56.725 | 8 | 30.125
2024-10-31 | 30 | Central Canterbury (Orion New Zealand) | More than 10kW | All combined | 733 | 0.32316 | 75.116 | 102.477 | 13 | 48.731
2024-10-31 | 31 | Ashburton (Electricity Ashburton) | More than 10kW | All combined | 76 | 0.36094 | 41.289 | 543.277 | 4 | 28.25
2024-10-31 | 32 | South Canterbury (Alpine Energy) | More than 10kW | All combined | 43 | 0.12521 | 10.014 | 232.879 | 1 | 11
2024-10-31 | 33 | Waitaki (Network Waitaki) | More than 10kW | All combined | 22 | 0.1631 | 1.66 | 75.444 | 1 | 50
2024-10-31 | 34 | Queenstown (Aurora Energy) | More than 10kW | All combined | 44 | 0.2849 | 4.056 | 92.181 | 1 | 14.7
2024-10-31 | 35 | Central Otago (Aurora Energy) | More than 10kW | All combined | 64 | 0.25403 | 38.233 | 597.394 | 3 | 55.35
2024-10-31 | 36 | Otago (OtagoNet JV) | More than 10kW | All combined | 22 | 0.14035 | 22.92 | 1041.81 | 0
2024-10-31 | 37 | Dunedin (Aurora Energy) | More than 10kW | All combined | 18 | 0.03142 | 121.243 | 6735.734 | 0
2024-10-31 | 38 | Southland (The Power Company) | More than 10kW | All combined | 44 | 0.11571 | 122.789 | 2790.653 | 0
2024-10-31 | 39 | Invercargill (Electricity Invercargill) | More than 10kW | All combined | 8 | 0.04493 | 0.32 | 40 | 0
2024-11-30 | 1 | Bay of Islands (Top Energy) | More than 10kW | All combined | 106 | 0.30565 | 99.801 | 941.522 | 1 | 13.2
2024-11-30 | 2 | Whangarei and Kaipara (Northpower) | More than 10kW | All combined | 138 | 0.21886 | 22.469 | 162.821 | 3 | 14.333
2024-11-30 | 3 | Waitemata (Vector) | More than 10kW | All combined | 182 | 0.06928 | 30.12 | 165.492 | 4 | 21.725
2024-11-30 | 4 | Auckland (Vector) | More than 10kW | All combined | 310 | 0.08146 | 40.205 | 129.694 | 9 | 44.878
2024-11-30 | 5 | Counties (Counties Power) | More than 10kW | All combined | 108 | 0.21932 | 133.159 | 1232.957 | 3 | 19.967
2024-11-30 | 6 | Thames Valley (Powerco) | More than 10kW | All combined | 223 | 0.29317 | 107.879 | 483.763 | 10 | 525.4
2024-11-30 | 7 | Waikato (WEL Networks) | More than 10kW | All combined | 251 | 0.24963 | 78.821 | 314.028 | 8 | 20.613
2024-11-30 | 8 | Waipa (Waipa Networks) | More than 10kW | All combined | 241 | 0.81047 | 18.604 | 77.193 | 6 | 15.925
2024-11-30 | 9 | King Country (The Lines Company) | More than 10kW | All combined | 42 | 0.17317 | 101.62 | 2419.523 | 3 | 36.6
2024-11-30 | 10 | Tauranga (Powerco) | More than 10kW | All combined | 243 | 0.25804 | 54.4 | 223.867 | 13 | 24.361
2024-11-30 | 11 | Rotorua (Unison Networks) | More than 10kW | All combined | 35 | 0.10654 | 10.403 | 297.221 | 1 | 15
2024-11-30 | 12 | Eastern Bay of Plenty (Horizon Energy) | More than 10kW | All combined | 24 | 0.09461 | 62.671 | 2611.284 | 0
2024-11-30 | 13 | Taupo (Unison Networks) | More than 10kW | All combined | 27 | 0.1461 | 138.892 | 5144.166 | 1 | 50
2024-11-30 | 14 | Tairawhiti and Wairoa (Firstlight Network) | More than 10kW | All combined | 34 | 0.13044 | 18.189 | 534.965 | 3 | 21.667
2024-11-30 | 15 | Hawke's Bay (Unison Networks) | More than 10kW | All combined | 137 | 0.20629 | 18.542 | 135.346 | 2 | 37.5
2024-11-30 | 16 | Central Hawke's Bay (Centralines) | More than 10kW | All combined | 20 | 0.22254 | 0.695 | 34.728 | 2 | 18.75
2024-11-30 | 17 | Southern Hawke's Bay (Scanpower) | More than 10kW | All combined | 5 | 0.07304 | 0.722 | 144.4 | 0
2024-11-30 | 18 | Wairarapa (Powerco) | More than 10kW | All combined | 92 | 0.33526 | 11.757 | 127.792 | 3 | 17.067
2024-11-30 | 19 | Taranaki (Powerco) | More than 10kW | All combined | 167 | 0.27277 | 38.106 | 228.182 | 11 | 19.004
2024-11-30 | 20 | Wanganui (Powerco) | More than 10kW | All combined | 41 | 0.11779 | 1.822 | 44.44 | 3 | 83.987
2024-11-30 | 21 | Manawatu (Powerco) | More than 10kW | All combined | 109 | 0.18668 | 130.92 | 1201.104 | 2 | 22.5
2024-11-30 | 22 | Kapiti and Horowhenua (Electra) | More than 10kW | All combined | 39 | 0.08217 | 40.302 | 1033.382 | 2 | 22.45
2024-11-30 | 23 | Wellington (Wellington Electricity) | More than 10kW | All combined | 63 | 0.03438 | 80.764 | 1281.973 | 0
2024-11-30 | 24 | Nelson (Nelson Electricity) | More than 10kW | All combined | 10 | 0.10737 | 2.252 | 225.168 | 0
2024-11-30 | 25 | Tasman (Network Tasman) | More than 10kW | All combined | 168 | 0.38534 | 46.547 | 277.065 | 2 | 20
2024-11-30 | 26 | Marlborough (Marlborough Lines) | More than 10kW | All combined | 206 | 0.76949 | 23.544 | 114.293 | 1 | 11.14
2024-11-30 | 27 | Buller (Buller Electricity) | More than 10kW | All combined | 3 | 0.06057 | 4.375 | 1458.333 | 0
2024-11-30 | 28 | West Coast (Westpower) | More than 10kW | All combined | 24 | 0.16577 | 29.636 | 1234.833 | 2 | 14
2024-11-30 | 29 | North Canterbury (MainPower NZ) | More than 10kW | All combined | 83 | 0.18486 | 4.622 | 55.683 | 2 | 13.5
2024-11-30 | 30 | Central Canterbury (Orion New Zealand) | More than 10kW | All combined | 746 | 0.3284 | 76.371 | 102.374 | 13 | 96.177
2024-11-30 | 31 | Ashburton (Electricity Ashburton) | More than 10kW | All combined | 81 | 0.38389 | 89.633 | 1106.575 | 5 | 9668.7
2024-11-30 | 32 | South Canterbury (Alpine Energy) | More than 10kW | All combined | 43 | 0.12515 | 10.014 | 232.879 | 0
2024-11-30 | 33 | Waitaki (Network Waitaki) | More than 10kW | All combined | 22 | 0.16293 | 1.66 | 75.444 | 0
2024-11-30 | 34 | Queenstown (Aurora Energy) | More than 10kW | All combined | 44 | 0.28477 | 4.056 | 92.181 | 0
2024-11-30 | 35 | Central Otago (Aurora Energy) | More than 10kW | All combined | 69 | 0.27333 | 38.534 | 558.459 | 5 | 60.1
2024-11-30 | 36 | Otago (OtagoNet JV) | More than 10kW | All combined | 22 | 0.14033 | 22.92 | 1041.81 | 0
2024-11-30 | 37 | Dunedin (Aurora Energy) | More than 10kW | All combined | 18 | 0.03143 | 121.243 | 6735.734 | 0
2024-11-30 | 38 | Southland (The Power Company) | More than 10kW | All combined | 44 | 0.11566 | 122.789 | 2790.653 | 0
2024-11-30 | 39 | Invercargill (Electricity Invercargill) | More than 10kW | All combined | 8 | 0.04491 | 0.32 | 40 | 0
2024-12-31 | 1 | Bay of Islands (Top Energy) | More than 10kW | All combined | 108 | 0.31103 | 100.151 | 927.327 | 2 | 73
2024-12-31 | 2 | Whangarei and Kaipara (Northpower) | More than 10kW | All combined | 143 | 0.22646 | 39.463 | 275.967 | 5 | 3398.8
2024-12-31 | 3 | Waitemata (Vector) | More than 10kW | All combined | 187 | 0.07108 | 30.34 | 162.243 | 5 | 43.98
2024-12-31 | 4 | Auckland (Vector) | More than 10kW | All combined | 316 | 0.08293 | 40.76 | 128.988 | 6 | 92.483
2024-12-31 | 5 | Counties (Counties Power) | More than 10kW | All combined | 113 | 0.22922 | 133.275 | 1179.423 | 4 | 25.6
2024-12-31 | 6 | Thames Valley (Powerco) | More than 10kW | All combined | 234 | 0.30739 | 108.212 | 462.443 | 9 | 34.249
2024-12-31 | 7 | Waikato (WEL Networks) | More than 10kW | All combined | 254 | 0.25257 | 79.028 | 311.135 | 2 | 35
2024-12-31 | 8 | Waipa (Waipa Networks) | More than 10kW | All combined | 246 | 0.8262 | 18.742 | 76.188 | 5 | 25.036
2024-12-31 | 9 | King Country (The Lines Company) | More than 10kW | All combined | 43 | 0.17707 | 101.65 | 2363.95 | 1 | 29.9
2024-12-31 | 10 | Tauranga (Powerco) | More than 10kW | All combined | 260 | 0.27579 | 54.704 | 210.402 | 14 | 18.313
2024-12-31 | 11 | Rotorua (Unison Networks) | More than 10kW | All combined | 36 | 0.10947 | 10.418 | 289.382 | 1 | 15
2024-12-31 | 12 | Eastern Bay of Plenty (Horizon Energy) | More than 10kW | All combined | 24 | 0.09452 | 62.671 | 2611.284 | 0
2024-12-31 | 13 | Taupo (Unison Networks) | More than 10kW | All combined | 28 | 0.15124 | 138.922 | 4961.514 | 1 | 29.9
2024-12-31 | 14 | Tairawhiti and Wairoa (Firstlight Network) | More than 10kW | All combined | 39 | 0.14927 | 18.463 | 473.405 | 5 | 54.8
2024-12-31 | 15 | Hawke's Bay (Unison Networks) | More than 10kW | All combined | 138 | 0.20755 | 18.602 | 134.8 | 1 | 50
2024-12-31 | 16 | Central Hawke's Bay (Centralines) | More than 10kW | All combined | 21 | 0.23354 | 0.71 | 33.789 | 1 | 15
2024-12-31 | 17 | Southern Hawke's Bay (Scanpower) | More than 10kW | All combined | 5 | 0.07292 | 0.722 | 144.4 | 0
2024-12-31 | 18 | Wairarapa (Powerco) | More than 10kW | All combined | 100 | 0.36378 | 12.066 | 120.664 | 4 | 65
2024-12-31 | 19 | Taranaki (Powerco) | More than 10kW | All combined | 179 | 0.2922 | 38.312 | 214.032 | 9 | 17.007
2024-12-31 | 20 | Wanganui (Powerco) | More than 10kW | All combined | 45 | 0.12925 | 1.893 | 42.077 | 3 | 18.467
2024-12-31 | 21 | Manawatu (Powerco) | More than 10kW | All combined | 119 | 0.20375 | 131.12 | 1101.85 | 9 | 20.533
2024-12-31 | 22 | Kapiti and Horowhenua (Electra) | More than 10kW | All combined | 39 | 0.0821 | 40.302 | 1033.382 | 0
2024-12-31 | 23 | Wellington (Wellington Electricity) | More than 10kW | All combined | 68 | 0.03707 | 80.939 | 1190.272 | 5 | 34.838
2024-12-31 | 24 | Nelson (Nelson Electricity) | More than 10kW | All combined | 10 | 0.10738 | 2.252 | 225.168 | 0
2024-12-31 | 25 | Tasman (Network Tasman) | More than 10kW | All combined | 176 | 0.40332 | 46.695 | 265.315 | 7 | 17.8
2024-12-31 | 26 | Marlborough (Marlborough Lines) | More than 10kW | All combined | 207 | 0.77233 | 23.608 | 114.05 | 1 | 60
2024-12-31 | 27 | Buller (Buller Electricity) | More than 10kW | All combined | 3 | 0.06053 | 4.375 | 1458.333 | 0
2024-12-31 | 28 | West Coast (Westpower) | More than 10kW | All combined | 24 | 0.16556 | 29.686 | 1236.917 | 0
2024-12-31 | 29 | North Canterbury (MainPower NZ) | More than 10kW | All combined | 85 | 0.18906 | 4.714 | 55.456 | 2 | 46
2024-12-31 | 30 | Central Canterbury (Orion New Zealand) | More than 10kW | All combined | 756 | 0.33231 | 76.571 | 101.284 | 9 | 20.378
2024-12-31 | 31 | Ashburton (Electricity Ashburton) | More than 10kW | All combined | 89 | 0.42108 | 96.093 | 1079.696 | 8 | 807.544
2024-12-31 | 32 | South Canterbury (Alpine Energy) | More than 10kW | All combined | 44 | 0.12795 | 10.034 | 228.041 | 1 | 20
2024-12-31 | 33 | Waitaki (Network Waitaki) | More than 10kW | All combined | 22 | 0.16271 | 1.66 | 75.444 | 0
2024-12-31 | 34 | Queenstown (Aurora Energy) | More than 10kW | All combined | 45 | 0.2904 | 4.071 | 90.466 | 1 | 15
2024-12-31 | 35 | Central Otago (Aurora Energy) | More than 10kW | All combined | 73 | 0.28842 | 38.836 | 531.996 | 4 | 75.5
2024-12-31 | 36 | Otago (OtagoNet JV) | More than 10kW | All combined | 23 | 0.1465 | 22.935 | 997.166 | 1 | 15
2024-12-31 | 37 | Dunedin (Aurora Energy) | More than 10kW | All combined | 19 | 0.03318 | 121.293 | 6383.853 | 1 | 50
2024-12-31 | 38 | Southland (The Power Company) | More than 10kW | All combined | 44 | 0.11553 | 122.789 | 2790.653 | 0
2024-12-31 | 39 | Invercargill (Electricity Invercargill) | More than 10kW | All combined | 10 | 0.05598 | 0.385 | 38.5 | 2 | 32.5
2025-01-31 | 1 | Bay of Islands (Top Energy) | More than 10kW | All combined | 108 | 0.31112 | 100.151 | 927.327 | 0
2025-01-31 | 2 | Whangarei and Kaipara (Northpower) | More than 10kW | All combined | 147 | 0.23275 | 39.526 | 268.887 | 3 | 16.04
2025-01-31 | 3 | Waitemata (Vector) | More than 10kW | All combined | 189 | 0.07183 | 30.367 | 160.669 | 1 | 12
2025-01-31 | 4 | Auckland (Vector) | More than 10kW | All combined | 319 | 0.08375 | 40.86 | 128.088 | 3 | 33.333
2025-01-31 | 5 | Counties (Counties Power) | More than 10kW | All combined | 118 | 0.23916 | 133.473 | 1131.125 | 4 | 42.025
2025-01-31 | 6 | Thames Valley (Powerco) | More than 10kW | All combined | 247 | 0.32453 | 108.56 | 439.516 | 12 | 27.82
2025-01-31 | 7 | Waikato (WEL Networks) | More than 10kW | All combined | 257 | 0.2556 | 79.343 | 308.729 | 3 | 105
2025-01-31 | 8 | Waipa (Waipa Networks) | More than 10kW | All combined | 251 | 0.84279 | 18.983 | 75.63 | 5 | 45.532
2025-01-31 | 9 | King Country (The Lines Company) | More than 10kW | All combined | 44 | 0.18137 | 101.68 | 2310.904 | 1 | 29.9
2025-01-31 | 10 | Tauranga (Powerco) | More than 10kW | All combined | 277 | 0.2938 | 55.032 | 198.673 | 14 | 20.37
2025-01-31 | 11 | Rotorua (Unison Networks) | More than 10kW | All combined | 36 | 0.1095 | 10.418 | 289.382 | 0
2025-01-31 | 12 | Eastern Bay of Plenty (Horizon Energy) | More than 10kW | All combined | 26 | 0.10237 | 62.751 | 2413.489 | 2 | 39.95
2025-01-31 | 13 | Taupo (Unison Networks) | More than 10kW | All combined | 28 | 0.1512 | 138.922 | 4961.514 | 0
2025-01-31 | 14 | Tairawhiti and Wairoa (Firstlight Network) | More than 10kW | All combined | 39 | 0.14941 | 18.463 | 473.405 | 0
2025-01-31 | 15 | Hawke's Bay (Unison Networks) | More than 10kW | All combined | 142 | 0.21356 | 18.687 | 131.602 | 4 | 21.25
2025-01-31 | 16 | Central Hawke's Bay (Centralines) | More than 10kW | All combined | 22 | 0.2445 | 0.725 | 32.935 | 1 | 15
2025-01-31 | 17 | Southern Hawke's Bay (Scanpower) | More than 10kW | All combined | 6 | 0.08758 | 0.742 | 123.667 | 1 | 20
2025-01-31 | 18 | Wairarapa (Powerco) | More than 10kW | All combined | 110 | 0.40001 | 12.246 | 111.323 | 7 | 18.557
2025-01-31 | 19 | Taranaki (Powerco) | More than 10kW | All combined | 186 | 0.30361 | 38.438 | 206.656 | 4 | 19.9
2025-01-31 | 20 | Wanganui (Powerco) | More than 10kW | All combined | 48 | 0.13797 | 1.962 | 40.883 | 3 | 19.647
2025-01-31 | 21 | Manawatu (Powerco) | More than 10kW | All combined | 122 | 0.20914 | 131.19 | 1075.329 | 3 | 23.3
2025-01-31 | 22 | Kapiti and Horowhenua (Electra) | More than 10kW | All combined | 39 | 0.08212 | 40.302 | 1033.382 | 0
2025-01-31 | 23 | Wellington (Wellington Electricity) | More than 10kW | All combined | 70 | 0.03817 | 80.967 | 1156.677 | 2 | 14.44
2025-01-31 | 24 | Nelson (Nelson Electricity) | More than 10kW | All combined | 10 | 0.10742 | 2.252 | 225.168 | 0
2025-01-31 | 25 | Tasman (Network Tasman) | More than 10kW | All combined | 180 | 0.41238 | 46.85 | 260.28 | 4 | 38.75
2025-01-31 | 26 | Marlborough (Marlborough Lines) | More than 10kW | All combined | 204 | 0.76091 | 23.607 | 115.721 | 1 | 40
2025-01-31 | 27 | Buller (Buller Electricity) | More than 10kW | All combined | 3 | 0.06057 | 4.375 | 1458.333 | 0
2025-01-31 | 28 | West Coast (Westpower) | More than 10kW | All combined | 24 | 0.16547 | 29.686 | 1236.917 | 0
2025-01-31 | 29 | North Canterbury (MainPower NZ) | More than 10kW | All combined | 85 | 0.18895 | 4.714 | 55.456 | 0
2025-01-31 | 30 | Central Canterbury (Orion New Zealand) | More than 10kW | All combined | 774 | 0.33996 | 77.028 | 99.52 | 12 | 21.017
2025-01-31 | 31 | Ashburton (Electricity Ashburton) | More than 10kW | All combined | 91 | 0.43028 | 96.218 | 1057.34 | 2 | 62.5
2025-01-31 | 32 | South Canterbury (Alpine Energy) | More than 10kW | All combined | 44 | 0.12795 | 10.034 | 228.041 | 0
2025-01-31 | 33 | Waitaki (Network Waitaki) | More than 10kW | All combined | 22 | 0.16264 | 1.66 | 75.444 | 0
2025-01-31 | 34 | Queenstown (Aurora Energy) | More than 10kW | All combined | 46 | 0.2967 | 4.083 | 88.764 | 1 | 12.18
2025-01-31 | 35 | Central Otago (Aurora Energy) | More than 10kW | All combined | 75 | 0.29551 | 38.902 | 518.689 | 2 | 33
2025-01-31 | 36 | Otago (OtagoNet JV) | More than 10kW | All combined | 23 | 0.14658 | 22.935 | 997.166 | 0
2025-01-31 | 37 | Dunedin (Aurora Energy) | More than 10kW | All combined | 20 | 0.03508 | 121.308 | 6065.411 | 1 | 15
2025-01-31 | 38 | Southland (The Power Company) | More than 10kW | All combined | 44 | 0.11558 | 122.807 | 2791.07 | 1 | 40
2025-01-31 | 39 | Invercargill (Electricity Invercargill) | More than 10kW | All combined | 10 | 0.05604 | 0.385 | 38.5 | 0
2025-02-28 | 1 | Bay of Islands (Top Energy) | More than 10kW | All combined | 109 | 0.31379 | 100.241 | 919.645 | 1 | 90
2025-02-28 | 2 | Whangarei and Kaipara (Northpower) | More than 10kW | All combined | 152 | 0.24062 | 39.616 | 260.63 | 6 | 18.208
2025-02-28 | 3 | Waitemata (Vector) | More than 10kW | All combined | 197 | 0.0748 | 30.841 | 156.555 | 8 | 59.363
2025-02-28 | 4 | Auckland (Vector) | More than 10kW | All combined | 325 | 0.08524 | 48.37 | 148.832 | 5 | 144.08
2025-02-28 | 5 | Counties (Counties Power) | More than 10kW | All combined | 125 | 0.25317 | 133.733 | 1069.861 | 6 | 40.817
2025-02-28 | 6 | Thames Valley (Powerco) | More than 10kW | All combined | 258 | 0.33891 | 108.9 | 422.092 | 11 | 30.836
2025-02-28 | 7 | Waikato (WEL Networks) | More than 10kW | All combined | 257 | 0.25542 | 79.367 | 308.819 | 1 | 20
2025-02-28 | 8 | Waipa (Waipa Networks) | More than 10kW | All combined | 254 | 0.85229 | 19.026 | 74.904 | 4 | 21.6
2025-02-28 | 9 | King Country (The Lines Company) | More than 10kW | All combined | 44 | 0.18141 | 101.68 | 2310.904 | 0
2025-02-28 | 10 | Tauranga (Powerco) | More than 10kW | All combined | 289 | 0.30647 | 55.29 | 191.314 | 10 | 23.319
2025-02-28 | 11 | Rotorua (Unison Networks) | More than 10kW | All combined | 37 | 0.11244 | 10.488 | 283.453 | 1 | 70
2025-02-28 | 12 | Eastern Bay of Plenty (Horizon Energy) | More than 10kW | All combined | 27 | 0.10634 | 62.801 | 2325.953 | 1 | 50
2025-02-28 | 13 | Taupo (Unison Networks) | More than 10kW | All combined | 27 | 0.14562 | 138.872 | 5143.422 | 0
2025-02-28 | 14 | Tairawhiti and Wairoa (Firstlight Network) | More than 10kW | All combined | 42 | 0.16075 | 18.674 | 444.614 | 2 | 100
2025-02-28 | 15 | Hawke's Bay (Unison Networks) | More than 10kW | All combined | 148 | 0.22246 | 18.818 | 127.15 | 5 | 21
2025-02-28 | 16 | Central Hawke's Bay (Centralines) | More than 10kW | All combined | 22 | 0.24442 | 0.725 | 32.935 | 0
2025-02-28 | 17 | Southern Hawke's Bay (Scanpower) | More than 10kW | All combined | 6 | 0.08759 | 0.742 | 123.667 | 0
2025-02-28 | 18 | Wairarapa (Powerco) | More than 10kW | All combined | 112 | 0.40702 | 12.305 | 109.87 | 1 | 29.92
2025-02-28 | 19 | Taranaki (Powerco) | More than 10kW | All combined | 193 | 0.31511 | 38.75 | 200.779 | 7 | 43.549
2025-02-28 | 20 | Wanganui (Powerco) | More than 10kW | All combined | 69 | 0.18163 | 12.804 | 185.569 | 5 | 18
2025-02-28 | 21 | Manawatu (Powerco) | More than 10kW | All combined | 110 | 0.19943 | 120.502 | 1095.474 | 3 | 16.733
2025-02-28 | 22 | Kapiti and Horowhenua (Electra) | More than 10kW | All combined | 41 | 0.08634 | 40.382 | 984.924 | 2 | 40
2025-02-28 | 23 | Wellington (Wellington Electricity) | More than 10kW | All combined | 74 | 0.04036 | 81.078 | 1095.654 | 4 | 27.75
2025-02-28 | 24 | Nelson (Nelson Electricity) | More than 10kW | All combined | 10 | 0.10769 | 2.252 | 225.168 | 0
2025-02-28 | 25 | Tasman (Network Tasman) | More than 10kW | All combined | 184 | 0.42134 | 47.001 | 255.443 | 4 | 17
2025-02-28 | 26 | Marlborough (Marlborough Lines) | More than 10kW | All combined | 206 | 0.76837 | 23.637 | 114.744 | 1 | 18
2025-02-28 | 27 | Buller (Buller Electricity) | More than 10kW | All combined | 3 | 0.06046 | 4.375 | 1458.333 | 0
2025-02-28 | 28 | West Coast (Westpower) | More than 10kW | All combined | 24 | 0.16524 | 29.686 | 1236.917 | 0
2025-02-28 | 29 | North Canterbury (MainPower NZ) | More than 10kW | All combined | 89 | 0.19763 | 4.842 | 54.404 | 3 | 37.733
2025-02-28 | 30 | Central Canterbury (Orion New Zealand) | More than 10kW | All combined | 787 | 0.34508 | 77.258 | 98.167 | 9 | 19.482
2025-02-28 | 31 | Ashburton (Electricity Ashburton) | More than 10kW | All combined | 95 | 0.44892 | 96.541 | 1016.217 | 4 | 80.668
2025-02-28 | 32 | South Canterbury (Alpine Energy) | More than 10kW | All combined | 45 | 0.13091 | 10.059 | 223.529 | 1 | 25
2025-02-28 | 33 | Waitaki (Network Waitaki) | More than 10kW | All combined | 22 | 0.16261 | 1.66 | 75.444 | 0
2025-02-28 | 34 | Queenstown (Aurora Energy) | More than 10kW | All combined | 47 | 0.30243 | 4.197 | 89.297 | 1 | 100
2025-02-28 | 35 | Central Otago (Aurora Energy) | More than 10kW | All combined | 76 | 0.29892 | 39.017 | 513.378 | 1 | 100
2025-02-28 | 36 | Otago (OtagoNet JV) | More than 10kW | All combined | 24 | 0.15308 | 22.965 | 956.863 | 1 | 29.9
2025-02-28 | 37 | Dunedin (Aurora Energy) | More than 10kW | All combined | 20 | 0.03489 | 121.308 | 6065.411 | 0
2025-02-28 | 38 | Southland (The Power Company) | More than 10kW | All combined | 45 | 0.11827 | 122.823 | 2729.404 | 0
2025-02-28 | 39 | Invercargill (Electricity Invercargill) | More than 10kW | All combined | 10 | 0.05604 | 0.385 | 38.5 | 0
2025-03-31 | 1 | Bay of Islands (Top Energy) | More than 10kW | All combined | 109 | 0.31362 | 100.241 | 919.645 | 0
2025-03-31 | 2 | Whangarei and Kaipara (Northpower) | More than 10kW | All combined | 156 | 0.24685 | 39.735 | 254.711 | 4 | 29.808
2025-03-31 | 3 | Waitemata (Vector) | More than 10kW | All combined | 203 | 0.07696 | 31.081 | 153.11 | 5 | 44.98
2025-03-31 | 4 | Auckland (Vector) | More than 10kW | All combined | 336 | 0.08799 | 58.565 | 174.301 | 11 | 926.8
2025-03-31 | 5 | Counties (Counties Power) | More than 10kW | All combined | 129 | 0.2606 | 133.805 | 1037.245 | 4 | 17.975
2025-03-31 | 6 | Thames Valley (Powerco) | More than 10kW | All combined | 271 | 0.35571 | 111.821 | 412.624 | 13 | 217.615
2025-03-31 | 7 | Waikato (WEL Networks) | More than 10kW | All combined | 260 | 0.2583 | 79.517 | 305.833 | 3 | 50
2025-03-31 | 8 | Waipa (Waipa Networks) | More than 10kW | All combined | 263 | 0.88205 | 19.262 | 73.24 | 9 | 22.56
2025-03-31 | 9 | King Country (The Lines Company) | More than 10kW | All combined | 45 | 0.18552 | 101.71 | 2260.215 | 1 | 29.9
2025-03-31 | 10 | Tauranga (Powerco) | More than 10kW | All combined | 296 | 0.31368 | 55.499 | 187.496 | 6 | 32.34
2025-03-31 | 11 | Rotorua (Unison Networks) | More than 10kW | All combined | 37 | 0.11226 | 10.488 | 283.453 | 0
2025-03-31 | 12 | Eastern Bay of Plenty (Horizon Energy) | More than 10kW | All combined | 28 | 0.1103 | 62.826 | 2243.776 | 1 | 25
2025-03-31 | 13 | Taupo (Unison Networks) | More than 10kW | All combined | 27 | 0.14547 | 138.872 | 5143.422 | 0
2025-03-31 | 14 | Tairawhiti and Wairoa (Firstlight Network) | More than 10kW | All combined | 44 | 0.16834 | 18.717 | 425.382 | 2 | 21.5
2025-03-31 | 15 | Hawke's Bay (Unison Networks) | More than 10kW | All combined | 154 | 0.23133 | 19.248 | 124.988 | 6 | 61.667
2025-03-31 | 16 | Central Hawke's Bay (Centralines) | More than 10kW | All combined | 23 | 0.25536 | 0.74 | 32.155 | 1 | 15
2025-03-31 | 17 | Southern Hawke's Bay (Scanpower) | More than 10kW | All combined | 6 | 0.08758 | 0.742 | 123.667 | 0
2025-03-31 | 18 | Wairarapa (Powerco) | More than 10kW | All combined | 116 | 0.4211 | 16.132 | 139.065 | 4 | 956.51
2025-03-31 | 19 | Taranaki (Powerco) | More than 10kW | All combined | 198 | 0.3232 | 38.994 | 196.94 | 5 | 48.784
2025-03-31 | 20 | Wanganui (Powerco) | More than 10kW | All combined | 56 | 0.16098 | 12.549 | 224.088 | 0
2025-03-31 | 21 | Manawatu (Powerco) | More than 10kW | All combined | 128 | 0.21908 | 120.844 | 944.095 | 4 | 16.5
2025-03-31 | 22 | Kapiti and Horowhenua (Electra) | More than 10kW | All combined | 41 | 0.08623 | 40.382 | 984.924 | 0
2025-03-31 | 23 | Wellington (Wellington Electricity) | More than 10kW | All combined | 79 | 0.04311 | 82.114 | 1039.412 | 5 | 207.036
2025-03-31 | 24 | Nelson (Nelson Electricity) | More than 10kW | All combined | 10 | 0.10771 | 2.252 | 225.168 | 0
2025-03-31 | 25 | Tasman (Network Tasman) | More than 10kW | All combined | 192 | 0.43952 | 48.123 | 250.642 | 8 | 39.75
2025-03-31 | 26 | Marlborough (Marlborough Lines) | More than 10kW | All combined | 210 | 0.78358 | 24.125 | 114.881 | 1 | 20
2025-03-31 | 27 | Buller (Buller Electricity) | More than 10kW | All combined | 5 | 0.10091 | 4.398 | 879.608 | 2 | 11.52
2025-03-31 | 28 | West Coast (Westpower) | More than 10kW | All combined | 25 | 0.17206 | 29.936 | 1197.44 | 1 | 250
2025-03-31 | 29 | North Canterbury (MainPower NZ) | More than 10kW | All combined | 93 | 0.20627 | 4.9 | 52.687 | 4 | 14.5
2025-03-31 | 30 | Central Canterbury (Orion New Zealand) | More than 10kW | All combined | 793 | 0.34704 | 77.347 | 97.537 | 6 | 14.833
2025-03-31 | 31 | Ashburton (Electricity Ashburton) | More than 10kW | All combined | 98 | 0.46216 | 96.692 | 986.657 | 3 | 11
2025-03-31 | 32 | South Canterbury (Alpine Energy) | More than 10kW | All combined | 46 | 0.13371 | 10.084 | 219.213 | 1 | 25
2025-03-31 | 33 | Waitaki (Network Waitaki) | More than 10kW | All combined | 22 | 0.1626 | 1.66 | 75.444 | 0
2025-03-31 | 34 | Queenstown (Aurora Energy) | More than 10kW | All combined | 49 | 0.31455 | 4.221 | 86.142 | 2 | 12
2025-03-31 | 35 | Central Otago (Aurora Energy) | More than 10kW | All combined | 81 | 0.31755 | 39.173 | 483.619 | 5 | 31.296
2025-03-31 | 36 | Otago (OtagoNet JV) | More than 10kW | All combined | 24 | 0.15301 | 22.965 | 956.863 | 0
2025-03-31 | 37 | Dunedin (Aurora Energy) | More than 10kW | All combined | 21 | 0.03663 | 121.352 | 5778.653 | 1 | 43.5
2025-03-31 | 38 | Southland (The Power Company) | More than 10kW | All combined | 48 | 0.12605 | 122.882 | 2560.033 | 3 | 19.467
2025-03-31 | 39 | Invercargill (Electricity Invercargill) | More than 10kW | All combined | 11 | 0.06162 | 0.448 | 40.727 | 0
2025-04-30 | 1 | Bay of Islands (Top Energy) | More than 10kW | All combined | 109 | 0.31355 | 100.241 | 919.645 | 0
2025-04-30 | 2 | Whangarei and Kaipara (Northpower) | More than 10kW | All combined | 159 | 0.25149 | 39.77 | 250.125 | 3 | 11.64
2025-04-30 | 3 | Waitemata (Vector) | More than 10kW | All combined | 206 | 0.07802 | 31.186 | 151.39 | 3 | 35
2025-04-30 | 4 | Auckland (Vector) | More than 10kW | All combined | 343 | 0.08975 | 59.015 | 172.056 | 7 | 64.286
2025-04-30 | 5 | Counties (Counties Power) | More than 10kW | All combined | 130 | 0.26212 | 133.834 | 1029.496 | 1 | 29.9
2025-04-30 | 6 | Thames Valley (Powerco) | More than 10kW | All combined | 278 | 0.36486 | 112.065 | 403.112 | 7 | 34.891
2025-04-30 | 7 | Waikato (WEL Networks) | More than 10kW | All combined | 263 | 0.26094 | 79.641 | 302.816 | 5 | 31
2025-04-30 | 8 | Waipa (Waipa Networks) | More than 10kW | All combined | 275 | 0.92093 | 19.55 | 71.091 | 12 | 23.995
2025-04-30 | 9 | King Country (The Lines Company) | More than 10kW | All combined | 46 | 0.1898 | 101.725 | 2211.406 | 1 | 15
2025-04-30 | 10 | Tauranga (Powerco) | More than 10kW | All combined | 300 | 0.31759 | 55.577 | 185.256 | 4 | 19.475
2025-04-30 | 11 | Rotorua (Unison Networks) | More than 10kW | All combined | 37 | 0.11214 | 10.488 | 283.453 | 0
2025-04-30 | 12 | Eastern Bay of Plenty (Horizon Energy) | More than 10kW | All combined | 30 | 0.11816 | 62.868 | 2095.587 | 2 | 20.95
2025-04-30 | 13 | Taupo (Unison Networks) | More than 10kW | All combined | 27 | 0.14535 | 138.872 | 5143.422 | 0
2025-04-30 | 14 | Tairawhiti and Wairoa (Firstlight Network) | More than 10kW | All combined | 45 | 0.17201 | 18.73 | 416.211 | 0
2025-04-30 | 15 | Hawke's Bay (Unison Networks) | More than 10kW | All combined | 159 | 0.23885 | 19.409 | 122.071 | 3 | 36.667
2025-04-30 | 16 | Central Hawke's Bay (Centralines) | More than 10kW | All combined | 23 | 0.25505 | 0.74 | 32.155 | 0
2025-04-30 | 17 | Southern Hawke's Bay (Scanpower) | More than 10kW | All combined | 6 | 0.08746 | 0.742 | 123.667 | 0
2025-04-30 | 18 | Wairarapa (Powerco) | More than 10kW | All combined | 120 | 0.43556 | 16.226 | 135.216 | 4 | 23.61
2025-04-30 | 19 | Taranaki (Powerco) | More than 10kW | All combined | 198 | 0.32317 | 38.994 | 196.94 | 0
2025-04-30 | 20 | Wanganui (Powerco) | More than 10kW | All combined | 57 | 0.16386 | 12.564 | 220.42 | 1 | 15
2025-04-30 | 21 | Manawatu (Powerco) | More than 10kW | All combined | 129 | 0.22072 | 120.863 | 936.923 | 1 | 14.3
2025-04-30 | 22 | Kapiti and Horowhenua (Electra) | More than 10kW | All combined | 42 | 0.0883 | 40.412 | 962.186 | 1 | 29.9
2025-04-30 | 23 | Wellington (Wellington Electricity) | More than 10kW | All combined | 84 | 0.04582 | 82.246 | 979.122 | 5 | 22.928
2025-04-30 | 24 | Nelson (Nelson Electricity) | More than 10kW | All combined | 10 | 0.10779 | 2.252 | 225.168 | 0
2025-04-30 | 25 | Tasman (Network Tasman) | More than 10kW | All combined | 195 | 0.44607 | 48.789 | 250.201 | 2 | 325
2025-04-30 | 26 | Marlborough (Marlborough Lines) | More than 10kW | All combined | 211 | 0.78655 | 24.027 | 113.873 | 1 | 20.74
2025-04-30 | 27 | Buller (Buller Electricity) | More than 10kW | All combined | 5 | 0.10077 | 4.398 | 879.608 | 0
2025-04-30 | 28 | West Coast (Westpower) | More than 10kW | All combined | 25 | 0.17207 | 29.936 | 1197.44 | 0
2025-04-30 | 29 | North Canterbury (MainPower NZ) | More than 10kW | All combined | 97 | 0.21494 | 4.97 | 51.236 | 4 | 17.5
2025-04-30 | 30 | Central Canterbury (Orion New Zealand) | More than 10kW | All combined | 803 | 0.35091 | 78.172 | 97.349 | 7 | 21.286
2025-04-30 | 31 | Ashburton (Electricity Ashburton) | More than 10kW | All combined | 106 | 0.49967 | 96.903 | 914.183 | 7 | 28.286
2025-04-30 | 32 | South Canterbury (Alpine Energy) | More than 10kW | All combined | 46 | 0.13367 | 10.084 | 219.213 | 0
2025-04-30 | 33 | Waitaki (Network Waitaki) | More than 10kW | All combined | 22 | 0.16266 | 1.66 | 75.444 | 0
2025-04-30 | 34 | Queenstown (Aurora Energy) | More than 10kW | All combined | 51 | 0.32713 | 4.254 | 83.411 | 2 | 16.5
2025-04-30 | 35 | Central Otago (Aurora Energy) | More than 10kW | All combined | 86 | 0.33661 | 39.325 | 457.267 | 5 | 30.356
2025-04-30 | 36 | Otago (OtagoNet JV) | More than 10kW | All combined | 24 | 0.15307 | 22.965 | 956.863 | 0
2025-04-30 | 37 | Dunedin (Aurora Energy) | More than 10kW | All combined | 22 | 0.03836 | 121.367 | 5516.669 | 1 | 15
2025-04-30 | 38 | Southland (The Power Company) | More than 10kW | All combined | 48 | 0.12603 | 122.882 | 2560.033 | 0
2025-04-30 | 39 | Invercargill (Electricity Invercargill) | More than 10kW | All combined | 11 | 0.0616 | 0.448 | 40.727 | 0
2025-05-31 | 1 | Bay of Islands (Top Energy) | More than 10kW | All combined | 111 | 0.31927 | 120.261 | 1083.435 | 2 | 10010
2025-05-31 | 2 | Whangarei and Kaipara (Northpower) | More than 10kW | All combined | 163 | 0.25748 | 39.826 | 244.332 | 4 | 14.065
2025-05-31 | 3 | Waitemata (Vector) | More than 10kW | All combined | 207 | 0.07828 | 31.201 | 150.731 | 1 | 15
2025-05-31 | 4 | Auckland (Vector) | More than 10kW | All combined | 352 | 0.09198 | 60.899 | 173.008 | 9 | 209.278
2025-05-31 | 5 | Counties (Counties Power) | More than 10kW | All combined | 138 | 0.27768 | 134.059 | 971.442 | 8 | 28.063
2025-05-31 | 6 | Thames Valley (Powerco) | More than 10kW | All combined | 288 | 0.37762 | 112.384 | 390.223 | 11 | 29.942
2025-05-31 | 7 | Waikato (WEL Networks) | More than 10kW | All combined | 269 | 0.26662 | 79.796 | 296.639 | 5 | 25
2025-05-31 | 8 | Waipa (Waipa Networks) | More than 10kW | All combined | 291 | 0.97302 | 20.011 | 68.767 | 14 | 30.177
2025-05-31 | 9 | King Country (The Lines Company) | More than 10kW | All combined | 46 | 0.18964 | 101.725 | 2211.406 | 0
2025-05-31 | 10 | Tauranga (Powerco) | More than 10kW | All combined | 306 | 0.32378 | 55.73 | 182.123 | 5 | 27.38
2025-05-31 | 11 | Rotorua (Unison Networks) | More than 10kW | All combined | 39 | 0.11794 | 10.518 | 269.686 | 2 | 15
2025-05-31 | 12 | Eastern Bay of Plenty (Horizon Energy) | More than 10kW | All combined | 31 | 0.12199 | 62.88 | 2028.375 | 1 | 12
2025-05-31 | 13 | Taupo (Unison Networks) | More than 10kW | All combined | 28 | 0.15055 | 138.884 | 4960.157 | 1 | 12
2025-05-31 | 14 | Tairawhiti and Wairoa (Firstlight Network) | More than 10kW | All combined | 45 | 0.17202 | 18.73 | 416.211 | 0
2025-05-31 | 15 | Hawke's Bay (Unison Networks) | More than 10kW | All combined | 163 | 0.24459 | 19.477 | 119.492 | 4 | 17
2025-05-31 | 16 | Central Hawke's Bay (Centralines) | More than 10kW | All combined | 23 | 0.25541 | 0.74 | 32.155 | 0
2025-05-31 | 17 | Southern Hawke's Bay (Scanpower) | More than 10kW | All combined | 6 | 0.08754 | 0.742 | 123.667 | 0
2025-05-31 | 18 | Wairarapa (Powerco) | More than 10kW | All combined | 122 | 0.4427 | 16.258 | 133.262 | 1 | 12
2025-05-31 | 19 | Taranaki (Powerco) | More than 10kW | All combined | 203 | 0.33126 | 39.399 | 194.084 | 5 | 18.78
2025-05-31 | 20 | Wanganui (Powerco) | More than 10kW | All combined | 59 | 0.16959 | 12.59 | 213.392 | 2 | 13.11
2025-05-31 | 21 | Manawatu (Powerco) | More than 10kW | All combined | 132 | 0.22579 | 120.947 | 916.263 | 3 | 27.887
2025-05-31 | 22 | Kapiti and Horowhenua (Electra) | More than 10kW | All combined | 44 | 0.09246 | 40.537 | 921.291 | 2 | 62.5
2025-05-31 | 23 | Wellington (Wellington Electricity) | More than 10kW | All combined | 88 | 0.04799 | 82.312 | 935.366 | 4 | 16.5
2025-05-31 | 24 | Nelson (Nelson Electricity) | More than 10kW | All combined | 10 | 0.10784 | 2.252 | 225.168 | 0
2025-05-31 | 25 | Tasman (Network Tasman) | More than 10kW | All combined | 202 | 0.46181 | 49.709 | 246.085 | 6 | 151.167
2025-05-31 | 26 | Marlborough (Marlborough Lines) | More than 10kW | All combined | 217 | 0.81091 | 24.117 | 111.139 | 3 | 14.523
2025-05-31 | 27 | Buller (Buller Electricity) | More than 10kW | All combined | 5 | 0.10087 | 4.398 | 879.608 | 0
2025-05-31 | 28 | West Coast (Westpower) | More than 10kW | All combined | 25 | 0.1719 | 29.936 | 1197.44 | 0
2025-05-31 | 29 | North Canterbury (MainPower NZ) | More than 10kW | All combined | 103 | 0.22803 | 5.069 | 49.213 | 4 | 16.75
2025-05-31 | 30 | Central Canterbury (Orion New Zealand) | More than 10kW | All combined | 818 | 0.35692 | 78.544 | 96.019 | 13 | 31.615
2025-05-31 | 31 | Ashburton (Electricity Ashburton) | More than 10kW | All combined | 106 | 0.49934 | 96.903 | 914.183 | 0
2025-05-31 | 32 | South Canterbury (Alpine Energy) | More than 10kW | All combined | 48 | 0.13951 | 10.174 | 211.954 | 2 | 32.5
2025-05-31 | 33 | Waitaki (Network Waitaki) | More than 10kW | All combined | 22 | 0.16263 | 1.66 | 75.444 | 0
2025-05-31 | 34 | Queenstown (Aurora Energy) | More than 10kW | All combined | 51 | 0.32684 | 4.254 | 83.411 | 0
2025-05-31 | 35 | Central Otago (Aurora Energy) | More than 10kW | All combined | 90 | 0.35175 | 39.615 | 440.164 | 3 | 80.8
2025-05-31 | 36 | Otago (OtagoNet JV) | More than 10kW | All combined | 27 | 0.17223 | 23.136 | 856.88 | 3 | 57.013
2025-05-31 | 37 | Dunedin (Aurora Energy) | More than 10kW | All combined | 22 | 0.03834 | 121.367 | 5516.669 | 0
2025-05-31 | 38 | Southland (The Power Company) | More than 10kW | All combined | 48 | 0.1259 | 122.882 | 2560.033 | 0
2025-05-31 | 39 | Invercargill (Electricity Invercargill) | More than 10kW | All combined | 11 | 0.0616 | 0.448 | 40.727 | 0
2025-06-30 | 1 | Bay of Islands (Top Energy) | More than 10kW | All combined | 115 | 0.33073 | 120.33 | 1046.351 | 4 | 17.25
2025-06-30 | 2 | Whangarei and Kaipara (Northpower) | More than 10kW | All combined | 170 | 0.26829 | 40.007 | 235.334 | 7 | 25.801
2025-06-30 | 3 | Waitemata (Vector) | More than 10kW | All combined | 211 | 0.07972 | 31.281 | 148.253 | 4 | 20
2025-06-30 | 4 | Auckland (Vector) | More than 10kW | All combined | 358 | 0.09345 | 61.529 | 171.868 | 6 | 105
2025-06-30 | 5 | Counties (Counties Power) | More than 10kW | All combined | 142 | 0.28527 | 134.138 | 944.633 | 4 | 19.725
2025-06-30 | 6 | Thames Valley (Powerco) | More than 10kW | All combined | 300 | 0.39311 | 112.758 | 375.858 | 12 | 31.108
2025-06-30 | 7 | Waikato (WEL Networks) | More than 10kW | All combined | 273 | 0.27031 | 79.911 | 292.714 | 4 | 28.75
2025-06-30 | 8 | Waipa (Waipa Networks) | More than 10kW | All combined | 304 | 1.0154 | 20.303 | 66.785 | 12 | 22.933
2025-06-30 | 9 | King Country (The Lines Company) | More than 10kW | All combined | 46 | 0.18954 | 101.725 | 2211.406 | 0
2025-06-30 | 10 | Tauranga (Powerco) | More than 10kW | All combined | 311 | 0.32891 | 55.882 | 179.686 | 3 | 39.933
2025-06-30 | 11 | Rotorua (Unison Networks) | More than 10kW | All combined | 39 | 0.11771 | 10.518 | 269.686 | 0
2025-06-30 | 12 | Eastern Bay of Plenty (Horizon Energy) | More than 10kW | All combined | 32 | 0.12602 | 62.895 | 1965.457 | 1 | 15
2025-06-30 | 13 | Taupo (Unison Networks) | More than 10kW | All combined | 29 | 0.15587 | 138.934 | 4790.841 | 1 | 50
2025-06-30 | 14 | Tairawhiti and Wairoa (Firstlight Network) | More than 10kW | All combined | 45 | 0.17177 | 18.73 | 416.211 | 0
2025-06-30 | 15 | Hawke's Bay (Unison Networks) | More than 10kW | All combined | 169 | 0.25358 | 19.704 | 116.591 | 4 | 31.6
2025-06-30 | 16 | Central Hawke's Bay (Centralines) | More than 10kW | All combined | 26 | 0.28825 | 0.921 | 35.406 | 3 | 60.333
2025-06-30 | 17 | Southern Hawke's Bay (Scanpower) | More than 10kW | All combined | 6 | 0.08745 | 0.742 | 123.667 | 0
2025-06-30 | 18 | Wairarapa (Powerco) | More than 10kW | All combined | 126 | 0.45689 | 16.317 | 129.5 | 4 | 14.75
2025-06-30 | 19 | Taranaki (Powerco) | More than 10kW | All combined | 204 | 0.33282 | 39.429 | 193.279 | 1 | 29.9
2025-06-30 | 20 | Wanganui (Powerco) | More than 10kW | All combined | 59 | 0.16961 | 12.59 | 213.392 | 0
2025-06-30 | 21 | Manawatu (Powerco) | More than 10kW | All combined | 135 | 0.23077 | 121.059 | 896.731 | 3 | 37.333
2025-06-30 | 22 | Kapiti and Horowhenua (Electra) | More than 10kW | All combined | 44 | 0.09248 | 40.537 | 921.291 | 0
2025-06-30 | 23 | Wellington (Wellington Electricity) | More than 10kW | All combined | 92 | 0.05014 | 82.372 | 895.344 | 3 | 14.827
2025-06-30 | 24 | Nelson (Nelson Electricity) | More than 10kW | All combined | 10 | 0.10774 | 2.252 | 225.168 | 0
2025-06-30 | 25 | Tasman (Network Tasman) | More than 10kW | All combined | 208 | 0.4754 | 50.23 | 241.49 | 7 | 80.1
2025-06-30 | 26 | Marlborough (Marlborough Lines) | More than 10kW | All combined | 221 | 0.82383 | 24.3 | 109.957 | 2 | 22.055
2025-06-30 | 27 | Buller (Buller Electricity) | More than 10kW | All combined | 5 | 0.10054 | 4.398 | 879.608 | 0
2025-06-30 | 28 | West Coast (Westpower) | More than 10kW | All combined | 26 | 0.1786 | 29.951 | 1151.962 | 1 | 15
2025-06-30 | 29 | North Canterbury (MainPower NZ) | More than 10kW | All combined | 103 | 0.22788 | 5.069 | 49.213 | 0
2025-06-30 | 30 | Central Canterbury (Orion New Zealand) | More than 10kW | All combined | 831 | 0.36199 | 78.596 | 94.58 | 11 | 21.091
2025-06-30 | 31 | Ashburton (Electricity Ashburton) | More than 10kW | All combined | 108 | 0.50855 | 97.208 | 900.078 | 2 | 152.5
2025-06-30 | 32 | South Canterbury (Alpine Energy) | More than 10kW | All combined | 49 | 0.14242 | 10.19 | 207.955 | 0
2025-06-30 | 33 | Waitaki (Network Waitaki) | More than 10kW | All combined | 23 | 0.16984 | 1.671 | 72.642 | 1 | 11
2025-06-30 | 34 | Queenstown (Aurora Energy) | More than 10kW | All combined | 52 | 0.33246 | 4.274 | 82.188 | 1 | 19.8
2025-06-30 | 35 | Central Otago (Aurora Energy) | More than 10kW | All combined | 96 | 0.37449 | 39.778 | 414.358 | 6 | 27.258
2025-06-30 | 36 | Otago (OtagoNet JV) | More than 10kW | All combined | 28 | 0.17864 | 23.148 | 826.705 | 1 | 12
2025-06-30 | 37 | Dunedin (Aurora Energy) | More than 10kW | All combined | 22 | 0.03831 | 121.367 | 5516.669 | 0
2025-06-30 | 38 | Southland (The Power Company) | More than 10kW | All combined | 50 | 0.13119 | 122.908 | 2458.151 | 2 | 12.98
2025-06-30 | 39 | Invercargill (Electricity Invercargill) | More than 10kW | All combined | 11 | 0.06162 | 0.448 | 40.727 | 0
2025-07-31 | 1 | Bay of Islands (Top Energy) | More than 10kW | All combined | 115 | 0.33059 | 120.33 | 1046.351 | 0
2025-07-31 | 2 | Whangarei and Kaipara (Northpower) | More than 10kW | All combined | 171 | 0.26992 | 40.019 | 234.028 | 1 | 12
2025-07-31 | 3 | Waitemata (Vector) | More than 10kW | All combined | 212 | 0.08007 | 31.311 | 147.695 | 1 | 30
2025-07-31 | 4 | Auckland (Vector) | More than 10kW | All combined | 361 | 0.09417 | 61.679 | 170.855 | 3 | 50
2025-07-31 | 5 | Counties (Counties Power) | More than 10kW | All combined | 144 | 0.28898 | 134.168 | 931.721 | 2 | 15
2025-07-31 | 6 | Thames Valley (Powerco) | More than 10kW | All combined | 293 | 0.38392 | 112.482 | 383.896 | 3 | 30.487
2025-07-31 | 7 | Waikato (WEL Networks) | More than 10kW | All combined | 275 | 0.27223 | 79.963 | 290.775 | 2 | 26
2025-07-31 | 8 | Waipa (Waipa Networks) | More than 10kW | All combined | 306 | 1.0214 | 20.358 | 66.528 | 2 | 27.54
2025-07-31 | 9 | King Country (The Lines Company) | More than 10kW | All combined | 46 | 0.18972 | 101.725 | 2211.406 | 0
2025-07-31 | 10 | Tauranga (Powerco) | More than 10kW | All combined | 314 | 0.33196 | 55.963 | 178.226 | 3 | 26.92
2025-07-31 | 11 | Rotorua (Unison Networks) | More than 10kW | All combined | 39 | 0.11772 | 10.518 | 269.686 | 0
2025-07-31 | 12 | Eastern Bay of Plenty (Horizon Energy) | More than 10kW | All combined | 32 | 0.12597 | 62.895 | 1965.457 | 0
2025-07-31 | 13 | Taupo (Unison Networks) | More than 10kW | All combined | 29 | 0.15587 | 138.934 | 4790.841 | 0
2025-07-31 | 14 | Tairawhiti and Wairoa (Firstlight Network) | More than 10kW | All combined | 45 | 0.17191 | 18.73 | 416.211 | 0
2025-07-31 | 15 | Hawke's Bay (Unison Networks) | More than 10kW | All combined | 170 | 0.25501 | 19.734 | 116.082 | 1 | 30
2025-07-31 | 16 | Central Hawke's Bay (Centralines) | More than 10kW | All combined | 27 | 0.29894 | 0.946 | 35.021 | 1 | 25
2025-07-31 | 17 | Southern Hawke's Bay (Scanpower) | More than 10kW | All combined | 6 | 0.0875 | 0.742 | 123.667 | 0
2025-07-31 | 18 | Wairarapa (Powerco) | More than 10kW | All combined | 126 | 0.45684 | 16.317 | 129.5 | 0
2025-07-31 | 19 | Taranaki (Powerco) | More than 10kW | All combined | 204 | 0.33299 | 39.429 | 193.279 | 0
2025-07-31 | 20 | Wanganui (Powerco) | More than 10kW | All combined | 59 | 0.16969 | 12.59 | 213.392 | 0
2025-07-31 | 21 | Manawatu (Powerco) | More than 10kW | All combined | 138 | 0.23576 | 121.11 | 877.611 | 1 | 25
2025-07-31 | 22 | Kapiti and Horowhenua (Electra) | More than 10kW | All combined | 45 | 0.09454 | 40.562 | 901.373 | 1 | 25
2025-07-31 | 23 | Wellington (Wellington Electricity) | More than 10kW | All combined | 94 | 0.05123 | 82.397 | 876.563 | 2 | 12.6
2025-07-31 | 24 | Nelson (Nelson Electricity) | More than 10kW | All combined | 10 | 0.10763 | 2.252 | 225.168 | 0
2025-07-31 | 25 | Tasman (Network Tasman) | More than 10kW | All combined | 5 | 0.01142 | 39.42 | 7884 | 0
2025-07-31 | 26 | Marlborough (Marlborough Lines) | More than 10kW | All combined | 222 | 0.82715 | 24.495 | 110.336 | 1 | 192.7
2025-07-31 | 27 | Buller (Buller Electricity) | More than 10kW | All combined | 5 | 0.10036 | 4.398 | 879.608 | 0
2025-07-31 | 28 | West Coast (Westpower) | More than 10kW | All combined | 26 | 0.17836 | 29.951 | 1151.962 | 0
2025-07-31 | 29 | North Canterbury (MainPower NZ) | More than 10kW | All combined | 114 | 0.25201 | 5.601 | 49.132 | 11 | 46.553
2025-07-31 | 30 | Central Canterbury (Orion New Zealand) | More than 10kW | All combined | 841 | 0.36577 | 78.852 | 93.759 | 7 | 19.546
2025-07-31 | 31 | Ashburton (Electricity Ashburton) | More than 10kW | All combined | 111 | 0.52233 | 97.274 | 876.346 | 3 | 22
2025-07-31 | 32 | South Canterbury (Alpine Energy) | More than 10kW | All combined | 50 | 0.14528 | 10.201 | 204.016 | 1 | 11
2025-07-31 | 33 | Waitaki (Network Waitaki) | More than 10kW | All combined | 23 | 0.17003 | 1.671 | 72.642 | 0
2025-07-31 | 34 | Queenstown (Aurora Energy) | More than 10kW | All combined | 53 | 0.33823 | 4.286 | 80.863 | 1 | 12
2025-07-31 | 35 | Central Otago (Aurora Energy) | More than 10kW | All combined | 97 | 0.37749 | 39.713 | 409.416 | 1 | 16.72
2025-07-31 | 36 | Otago (OtagoNet JV) | More than 10kW | All combined | 29 | 0.18489 | 23.248 | 801.647 | 1 | 100
2025-07-31 | 37 | Dunedin (Aurora Energy) | More than 10kW | All combined | 22 | 0.03829 | 121.367 | 5516.669 | 0
2025-07-31 | 38 | Southland (The Power Company) | More than 10kW | All combined | 53 | 0.13897 | 122.985 | 2320.468 | 3 | 25.76
2025-07-31 | 39 | Invercargill (Electricity Invercargill) | More than 10kW | All combined | 12 | 0.06714 | 0.462 | 38.458 | 1 | 13.5

## TPM All Customer Charges
|  |  |  | All Customer Charges |  |  | 2024-12-03 11:18
2025-04-01
Customer Name | Customer Code | Location Code | Location Name | Load Type | Connection Charge $ | Benefit Based Charge $ | Residual Charge $ | Transitional Cap Recovery Charge $
Alpine Energy | ALPE | ABY | Albury | INJ | 260336.99 | 1248.5944 | 0 | 0
Alpine Energy | ALPE | ABY | Albury | OFT | 267190.42 | 7290.6229 | 290477.67 | 0
Alpine Energy | ALPE | ABY | Albury |  | 0 | 5284.4573 | 0 | 0
Alpine Energy | ALPE | BPD | Bells Pond | OFT | 12331.04 | 36783.9582 | 621791.86 | 0
Alpine Energy | ALPE | BPD | Bells Pond |  | 0 | 89386.1622 | 0 | 0
Alpine Energy | ALPE | STU | Studholme | OFT | 227586.87 | 48433.2272 | 798883.75 | 0
Alpine Energy | ALPE | STU | Studholme |  | 0 | 133635.4576 | 0 | 0
Alpine Energy | ALPE | TIM | Timaru | OFT | 590713.73 | 249376.2851 | 4466750.59 | 0
Alpine Energy | ALPE | TIM | Timaru |  | 0 | 856320.8322 | 0 | 0
Alpine Energy | ALPE | TKA | Tekapo A | OFT | 323992.3 | 13884.0158 | 249566.45 | 0
Alpine Energy | ALPE | TKA | Tekapo A |  | 0 | 52403.0568 | 0 | 0
Alpine Energy | ALPE | TMK | Temuka | OFT | 1265350.55 | 197084.8316 | 3548619.3 | 0
Alpine Energy | ALPE | TMK | Temuka |  | 0 | 445482.4576 | 0 | 0
Alpine Energy | ALPE | TWZ | Twizel | OFT | 243549.95 | 4764.6137 | 189430.15 | 0
Alpine Energy | ALPE | TWZ | Twizel |  | 0 | 35942.635 | 0 | 0
Alpine Energy | ALPE | All locations | N/A |  | 0 | 0 | 0 | 6655.9
Buller Electricity | BUEL | ORO | Orowaiti Tee | INJ | 104561.66 | 8.9176 | 0 | 0
Buller Electricity | BUEL | ORO | Orowaiti Tee | OFT | 1618035.79 | 101941.5457 | 659747.14 | 0
Buller Electricity | BUEL | ORO | Orowaiti Tee |  | 0 | 123983.1758 | 0 | 0
Buller Electricity | BUEL | All locations | N/A |  | 0 | 0 | 0 | 443.79
Centralines | CHBP | WPW | Waipawa | OFT | 561072.81 | 374856.3039 | 1309907.3 | 0
Centralines | CHBP | WPW | Waipawa |  | 0 | 314597.0337 | 0 | 0
Centralines | CHBP | All locations | N/A |  | 0 | 0 | 0 | 901.63
Oji Fibre Solutions (NZ) Ltd | CHHE | KAW | Kawerau | INJ | 659740.89 | 74302.488 | 0 | 0
Oji Fibre Solutions (NZ) Ltd | CHHE | KAW | Kawerau | OFT | 174857.16 | 188594.5473 | 0 | 0
Oji Fibre Solutions (NZ) Ltd | CHHE | All locations | N/A |  | 0 | 0 | 0 | 75.17
Counties Power | COUP | BOB | Bombay | OFT | 185794.38 | 934211.4227 | 6285329.07 | 0
Counties Power | COUP | BOB | Bombay |  | 0 | 2876673.6825 | 0 | 0
Counties Power | COUP | GLN | Glenbrook | OFT | 820908.27 | 235186.3961 | 2176402.65 | 0
Counties Power | COUP | GLN | Glenbrook |  | 0 | 621636.5861 | 0 | 0
Counties Power | COUP | All locations | N/A |  | 0 | 0 | 0 | 6704.52
Contact Energy | CTCT | CYD | Clyde | INJ | 506729.25 | 1122431.7997 | 0 | 0
Contact Energy | CTCT | CYD | Clyde | OFT | 5323.89 | 140.8578 | 377649.33 | 0
Contact Energy | CTCT | CYD | Clyde |  | 0 | 8845641.4496 | 0 | 0
Contact Energy | CTCT | OKI | Ohaaki | INJ | 1758890.9 | 338276.8553 | 0 | 0
Contact Energy | CTCT | OKI | Ohaaki | OFT | 152347.8 | 478.3069 | 112120.26 | 0
Contact Energy | CTCT | OKI | Ohaaki |  | 0 | 425413.3602 | 0 | 0
Contact Energy | CTCT | PPI | Poihipi | INJ | 284819.79 | 401409.2242 | 0 | 0
Contact Energy | CTCT | PPI | Poihipi | OFT | 19939.96 | 82.5623 | 16251.43 | 0
Contact Energy | CTCT | PPI | Poihipi |  | 0 | 536920.4149 | 0 | 0
Contact Energy | CTCT | ROX | Roxburgh | INJ | 285254.07 | 393186.1478 | 0 | 0
Contact Energy | CTCT | ROX | Roxburgh | OFT | 188.9 | 0.36683 | 5.38 | 0
Contact Energy | CTCT | ROX | Roxburgh |  | 0 | 6679090.3191 | 0 | 0
Contact Energy | CTCT | SFD | Stratford | INJ | 172531.88 | 1465077.545 | 0 | 0
Contact Energy | CTCT | SFD | Stratford | OFT | 1574.36 | 3047.2363 | 560983.8 | 0
Contact Energy | CTCT | SFD | Stratford |  | 0 | 1451048.0061 | 0 | 0
Contact Energy | CTCT | TAB | Tauhara B | INJ | 173519.13 | 0 | 0 | 0
Contact Energy | CTCT | TAB | Tauhara B | OFT | 6536.38 | 0 | 0 | 0
Contact Energy | CTCT | THI | Te Mihi | INJ | 220282.39 | 1421586.6229 | 0 | 0
Contact Energy | CTCT | THI | Te Mihi | OFT | 0 | 314.9886 | 16138.6 | 0
Contact Energy | CTCT | THI | Te Mihi |  | 0 | 1757272.9387 | 0 | 0
Contact Energy | CTCT | TWH | Te Kowhai | INJ | 0 | 36910.2399 | 0 | 0
Contact Energy | CTCT | TWH | Te Kowhai |  | 0 | 180.6754 | 0 | 0
Contact Energy | CTCT | WHI | Whirinaki | INJ | 72769.61 | 1942.4773 | 0 | 0
Contact Energy | CTCT | WHI | Whirinaki | OFT | 144.7 | 1891.3478 | 268841.24 | 0
Contact Energy | CTCT | WHI | Whirinaki |  | 0 | 40892.5625 | 0 | 0
Contact Energy | CTCT | WRK | Wairakei | INJ | 75589.16 | 1139772.3709 | 0 | 0
Contact Energy | CTCT | WRK | Wairakei | OFT | 0 | 32.1419 | 7606.64 | 0
Contact Energy | CTCT | WRK | Wairakei |  | 0 | 1438607.2802 | 0 | 0
Contact Energy | CTCT | All locations | N/A |  | 0 | 0 | 0 | 12481.97
Aurora Energy | DUNE | CML | Cromwell | OFT | 435589.52 | 53844.1177 | 2925429.15 | 0
Aurora Energy | DUNE | CML | Cromwell |  | 0 | 358024.4416 | 0 | 0
Aurora Energy | DUNE | CYD | Clyde | INJ | 653291.26 | 25327.2383 | 0 | 0
Aurora Energy | DUNE | CYD | Clyde | OFT | 337145.11 | 1823.2037 | 1351988.18 | 0
Aurora Energy | DUNE | CYD | Clyde |  | 0 | 22485.7304 | 0 | 0
Aurora Energy | DUNE | FKN | Frankton | OFT | 2005942.08 | 75497.0591 | 3709387.87 | 0
Aurora Energy | DUNE | FKN | Frankton |  | 0 | 735561.3865 | 0 | 0
Aurora Energy | DUNE | HWB | Halfway Bush | INJ | 61848.04 | 48.6578 | 0 | 0
Aurora Energy | DUNE | HWB | Halfway Bush | OFT | 906702.76 | 137988.5655 | 7397840.06 | 0
Aurora Energy | DUNE | HWB | Halfway Bush |  | 0 | 704982.688 | 0 | 0
Aurora Energy | DUNE | SDN | South Dunedin | OFT | 2232889.48 | 120956.1159 | 4554330.68 | 0
Aurora Energy | DUNE | SDN | South Dunedin |  | 0 | 697832.6905 | 0 | 0
Aurora Energy | DUNE | All locations | N/A |  | 0 | 0 | 0 | 12783.42
Electricity Ashburton | EASH | ASB | Ashburton | INJ | 0 | 127.3563 | 0 | 0
Electricity Ashburton | EASH | ASB | Ashburton | OFT | 358600.98 | 320609.7585 | 10554011.78 | 0
Electricity Ashburton | EASH | ASB | Ashburton |  | 0 | 1012191.5529 | 0 | 0
Electricity Ashburton | EASH | All locations | N/A |  | 0 | 0 | 0 | 6558.48
Eastland Network | EAST | TUI | Tuai | OFT | 402519.44 | 484589.2304 | 3818249.76 | 0
Eastland Network | EAST | TUI | Tuai |  | 0 | 547690.0844 | 0 | 0
Eastland Network | EAST | All locations | N/A |  | 0 | 0 | 0 | 2428.38
Genesis Energy | GENE | HLY | Huntly | INJ | 181445.77 | 4638629.3096 | 0 | 0
Genesis Energy | GENE | HLY | Huntly | OFT | 1866.63 | 33.0519 | 3263.14 | 0
Genesis Energy | GENE | HLY | Huntly |  | 0 | 443023.35 | 0 | 0
Genesis Energy | GENE | RPO | Rangipo | INJ | 1226577.46 | 617347.3818 | 0 | 0
Genesis Energy | GENE | RPO | Rangipo |  | 0 | 884675.4532 | 0 | 0
Genesis Energy | GENE | TKA | Tekapo A | INJ | 1043128.69 | 10657.6822 | 0 | 0
Genesis Energy | GENE | TKA | Tekapo A | OFT | 2961.25 | 72.4578 | 18525.02 | 0
Genesis Energy | GENE | TKA | Tekapo A |  | 0 | 458363.0426 | 0 | 0
Genesis Energy | GENE | TKB | Tekapo B | INJ | 768952.71 | 783589.3911 | 0 | 0
Genesis Energy | GENE | TKB | Tekapo B | OFT | 0 | 0.022961 | 13.46 | 0
Genesis Energy | GENE | TKB | Tekapo B |  | 0 | 2982038.7887 | 0 | 0
Genesis Energy | GENE | TKU | Tokaanu | INJ | 1610888.76 | 781940.965 | 0 | 0
Genesis Energy | GENE | TKU | Tokaanu | OFT | 28062.87 | 3286.9323 | 798838.91 | 0
Genesis Energy | GENE | TKU | Tokaanu |  | 0 | 1228819.7435 | 0 | 0
Genesis Energy | GENE | TUI | Tuai | INJ | 167960.36 | 238286.9283 | 0 | 0
Genesis Energy | GENE | TUI | Tuai | OFT | 0 | 5.9184 | 142.81 | 0
Genesis Energy | GENE | TUI | Tuai |  | 0 | 1007682.6578 | 0 | 0
Genesis Energy | GENE | All locations | N/A |  | 0 | 0 | 0 | 4443.83
Electra | HORO | MHO | Mangahao | INJ | 442618.77 | 35714.1895 | 0 | 0
Electra | HORO | MHO | Mangahao | OFT | 1190133.86 | 219596.6585 | 2908359.45 | 0
Electra | HORO | MHO | Mangahao |  | 0 | 101333.319 | 0 | 0
Electra | HORO | PRM | Paraparaumu | OFT | 471545.45 | 279320.1533 | 4190454.61 | 0
Electra | HORO | PRM | Paraparaumu |  | 0 | 900992.9372 | 0 | 0
Electra | HORO | All locations | N/A |  | 0 | 0 | 0 | 4552.8
Horizon Energy Distribution | HRZE | EDG | Edgecumbe | INJ | 0 | 57964.1912 | 0 | 0
Horizon Energy Distribution | HRZE | EDG | Edgecumbe | OFT | 518916.73 | 316394.7076 | 3946899.5 | 0
Horizon Energy Distribution | HRZE | EDG | Edgecumbe |  | 0 | 371794.9885 | 0 | 0
Horizon Energy Distribution | HRZE | KAW | Kawerau | INJ | 304620.48 | 17318.575 | 0 | 0
Horizon Energy Distribution | HRZE | KAW | Kawerau | OFT | 264633.3 | 32630.5044 | 1336035.37 | 0
Horizon Energy Distribution | HRZE | KAW | Kawerau |  | 0 | 14393.2349 | 0 | 0
Horizon Energy Distribution | HRZE | WAI | Waiotahi | OFT | 984491.91 | 37930.978 | 667509.38 | 0
Horizon Energy Distribution | HRZE | WAI | Waiotahi |  | 0 | 122553.7011 | 0 | 0
Horizon Energy Distribution | HRZE | All locations | N/A |  | 0 | 0 | 0 | 3598.49
Fonterra Todd Cogeneration | KIWI | HWA | Hawera | INJ | 146620.96 | 221212.4577 | 0 | 0
Fonterra Todd Cogeneration | KIWI | HWA | Hawera | OFT | 14058.58 | 930.7829 | 1648772.58 | 0
Fonterra Todd Cogeneration | KIWI | HWA | Hawera |  | 0 | 48492.4254 | 0 | 0
Fonterra Todd Cogeneration | KIWI | All locations | N/A |  | 0 | 0 | 0 | 969.13
Lattice Energy (Kupe) | KUPE | HWA | Hawera | OFT | 141466.48 | 200661.3969 | 620897.94 | 0
Lattice Energy (Kupe) | KUPE | HWA | Hawera |  | 0 | 133728.18 | 0 | 0
Lattice Energy (Kupe) | KUPE | All locations | N/A |  | 0 | 0 | 0 | 417.87
Kawerau Geothermal Limited | KWGL | KAW | Kawerau | INJ | 25411.36 | 319464.8975 | 0 | 0
Kawerau Geothermal Limited | KWGL | KAW | Kawerau | OFT | 942.31 | 129.0444 | 77385.1 | 0
Kawerau Geothermal Limited | KWGL | KAW | Kawerau |  | 0 | 223611.157 | 0 | 0
Kawerau Geothermal Limited | KWGL | All locations | N/A |  | 0 | 0 | 0 | 171.85
Marlborough Lines | MARL | BLN | Blenheim | OFT | 506338.2 | 1004867.08 | 4711656.04 | 0
Marlborough Lines | MARL | BLN | Blenheim |  | 0 | 882087.3955 | 0 | 0
Marlborough Lines | MARL | All locations | N/A |  | 0 | 0 | 0 | 3158.94
MEL (Te Apiti) | MELT | WDV | Woodville | INJ | 36062.7 | 330171.2059 | 0 | 0
MEL (Te Apiti) | MELT | WDV | Woodville | OFT | 440.8 | 1879.6414 | 65166.4 | 0
MEL (Te Apiti) | MELT | WDV | Woodville |  | 0 | 83157.5147 | 0 | 0
MEL (Te Apiti) | MELT | All locations | N/A |  | 0 | 0 | 0 | 84.63
MEL (Westwind) | MELW | WWD | West Wind | INJ | 42702.51 | 416345.8417 | 0 | 0
MEL (Westwind) | MELW | WWD | West Wind | OFT | 470.59 | 1354.6874 | 75818.6 | 0
MEL (Westwind) | MELW | WWD | West Wind |  | 0 | 232779.7099 | 0 | 0
MEL (Westwind) | MELW | All locations | N/A |  | 0 | 0 | 0 | 176.14
Meridian Energy | MERI | AVI | Aviemore | INJ | 105945.64 | 859939.9328 | 0 | 0
Meridian Energy | MERI | AVI | Aviemore | OFT | 2270.35 | 71.044 | 29499.85 | 0
Meridian Energy | MERI | AVI | Aviemore |  | 0 | 2821522.5767 | 0 | 0
Meridian Energy | MERI | BEN | Benmore | INJ | 137810.33 | 2128372.6137 | 0 | 0
Meridian Energy | MERI | BEN | Benmore | OFT | 2554.09 | 190.1672 | 110465.4 | 0
Meridian Energy | MERI | BEN | Benmore |  | 0 | 10565408.5703 | 0 | 0
Meridian Energy | MERI | HRP | Harapaki | INJ | 247792.24 | 153644.2614 | 0 | 0
Meridian Energy | MERI | HRP | Harapaki | OFT | 1420.51 | 502.1478 | 0 | 0
Meridian Energy | MERI | HRP | Harapaki |  | 0 | 366952.8268 | 0 | 0
Meridian Energy | MERI | MAN | Manapouri | INJ | 17909417.77 | 2668934.5996 | 0 | 0
Meridian Energy | MERI | MAN | Manapouri | OFT | 0 | 0 | 0 | 0
Meridian Energy | MERI | MAN | Manapouri |  | 0 | 17344101.2855 | 0 | 0
Meridian Energy | MERI | OHA | Ohau A | INJ | 1505152.41 | 1044396.8189 | 0 | 0
Meridian Energy | MERI | OHA | Ohau A | OFT | 27914.72 | 185.7388 | 105302.65 | 0
Meridian Energy | MERI | OHA | Ohau A |  | 0 | 3210415.942 | 0 | 0
Meridian Energy | MERI | OHB | Ohau B | INJ | 730273.65 | 882452.7785 | 0 | 0
Meridian Energy | MERI | OHB | Ohau B | OFT | 14979.59 | 135.5607 | 76672.47 | 0
Meridian Energy | MERI | OHB | Ohau B |  | 0 | 2837053.1031 | 0 | 0
Meridian Energy | MERI | OHC | Ohau C | INJ | 771938.85 | 877310.0216 | 0 | 0
Meridian Energy | MERI | OHC | Ohau C | OFT | 15512.79 | 130.295 | 74044.23 | 0
Meridian Energy | MERI | OHC | Ohau C |  | 0 | 2816078.1676 | 0 | 0
Meridian Energy | MERI | TWZ | Twizel | OFT | 100430.77 | 1707.8524 | 962609.52 | 0
Meridian Energy | MERI | TWZ | Twizel |  | 0 | 14326.6463 | 0 | 0
Meridian Energy | MERI | WTK | Waitaki | INJ | 695644.03 | 453544.8396 | 0 | 0
Meridian Energy | MERI | WTK | Waitaki | OFT | 0 | 0 | 0 | 0
Meridian Energy | MERI | WTK | Waitaki |  | 0 | 1538735.376 | 0 | 0
Meridian Energy | MERI | All locations | N/A |  | 0 | 0 | 0 | 23795.52
Methanex New Zealand | METH | MNI | Motunui | OFT | 486642.05 | 155118.0995 | 554854.3 | 0
Methanex New Zealand | METH | MNI | Motunui |  | 0 | 115025.8227 | 0 | 0
Methanex New Zealand | METH | All locations | N/A |  | 0 | 0 | 0 | 371.9
MainPower New Zealand | MPOW | ASY | Ashley | OFT | 801385.28 | 106921.808 | 1182087.06 | 0
MainPower New Zealand | MPOW | ASY | Ashley |  | 0 | 220157.3196 | 0 | 0
MainPower New Zealand | MPOW | CUL | Culverden | OFT | 1134154.04 | 66951.066 | 1315558.31 | 0
MainPower New Zealand | MPOW | CUL | Culverden |  | 0 | 231433.5633 | 0 | 0
MainPower New Zealand | MPOW | KAI | Kaiapoi | OFT | 943694.93 | 168892.2852 | 1862876.15 | 0
MainPower New Zealand | MPOW | KAI | Kaiapoi |  | 0 | 369293.5465 | 0 | 0
MainPower New Zealand | MPOW | SBK | Southbrook | OFT | 302869.12 | 288448.2328 | 3193518.75 | 0
MainPower New Zealand | MPOW | SBK | Southbrook |  | 0 | 610312.4163 | 0 | 0
MainPower New Zealand | MPOW | WPR | Waipara | INJ | 22389.48 | 0.16739 | 0 | 0
MainPower New Zealand | MPOW | WPR | Waipara | OFT | 262088.52 | 69732.9197 | 976617.45 | 0
MainPower New Zealand | MPOW | WPR | Waipara |  | 0 | 135351.4809 | 0 | 0
MainPower New Zealand | MPOW | All locations | N/A |  | 0 | 0 | 0 | 5708.36
Mercury NZ Limited | MRPL | ARA | Aratiatia | INJ | 787934.17 | 378386.876 | 0 | 0
Mercury NZ Limited | MRPL | ARA | Aratiatia | OFT | 0 | 0.20551 | 2.94 | 0
Mercury NZ Limited | MRPL | ARA | Aratiatia |  | 0 | 777036.7634 | 0 | 0
Mercury NZ Limited | MRPL | ARI | Arapuni | INJ | 221506.64 | 538968.4638 | 0 | 0
Mercury NZ Limited | MRPL | ARI | Arapuni | OFT | 4272.72 | 1859.1805 | 29210.27 | 0
Mercury NZ Limited | MRPL | ARI | Arapuni |  | 0 | 765598.2815 | 0 | 0
Mercury NZ Limited | MRPL | ATI | Atiamuri | INJ | 91363.52 | 313681.58 | 0 | 0
Mercury NZ Limited | MRPL | ATI | Atiamuri | OFT | 4054.33 | 228.4461 | 270766.84 | 0
Mercury NZ Limited | MRPL | ATI | Atiamuri |  | 0 | 533958.468 | 0 | 0
Mercury NZ Limited | MRPL | KPO | Karapiro | INJ | 71013.41 | 458308.6706 | 0 | 0
Mercury NZ Limited | MRPL | KPO | Karapiro | OFT | 0 | 0 | 0 | 0
Mercury NZ Limited | MRPL | KPO | Karapiro |  | 0 | 312231.6729 | 0 | 0
Mercury NZ Limited | MRPL | MTI | Maraetai | INJ | 1711145.19 | 978089.8601 | 0 | 0
Mercury NZ Limited | MRPL | MTI | Maraetai | OFT | 13995.51 | 214.8795 | 6322.77 | 0
Mercury NZ Limited | MRPL | MTI | Maraetai |  | 0 | 1363700.4575 | 0 | 0
Mercury NZ Limited | MRPL | OHK | Ohakuri | INJ | 107753.36 | 456577.0346 | 0 | 0
Mercury NZ Limited | MRPL | OHK | Ohakuri | OFT | 1330.63 | 252.1186 | 6372.77 | 0
Mercury NZ Limited | MRPL | OHK | Ohakuri |  | 0 | 1077403.2929 | 0 | 0
Mercury NZ Limited | MRPL | SWN | Southdown | INJ | 0 | 387.2704 | 0 | 0
Mercury NZ Limited | MRPL | SWN | Southdown | OFT | 0 | 2732.3608 | 0 | 0
Mercury NZ Limited | MRPL | SWN | Southdown |  | 0 | 347.2378 | 0 | 0
Mercury NZ Limited | MRPL | WKM | Whakamaru | INJ | 178743.45 | 553512.2148 | 0 | 0
Mercury NZ Limited | MRPL | WKM | Whakamaru | OFT | 0 | 0 | 1797477.63 | 0
Mercury NZ Limited | MRPL | WKM | Whakamaru |  | 0 | 1200214.5037 | 0 | 0
Mercury NZ Limited | MRPL | WPA | Waipapa | INJ | 976050.1 | 259322.6551 | 0 | 0
Mercury NZ Limited | MRPL | WPA | Waipapa | OFT | 3189.4 | 48.7517 | 1426.11 | 0
Mercury NZ Limited | MRPL | WPA | Waipapa |  | 0 | 302987.8691 | 0 | 0
Mercury NZ Limited | MRPL | All locations | N/A |  | 0 | 0 | 0 | 4821.95
Mercury SVP Limited | MSVP | LTN | Linton | INJ | 56516.98 | 624204.4344 | 0 | 0
Mercury SVP Limited | MSVP | LTN | Linton | OFT | 928.73 | 493.2531 | 44049.98 | 0
Mercury SVP Limited | MSVP | LTN | Linton |  | 0 | 232342.9247 | 0 | 0
Mercury SVP Limited | MSVP | All locations | N/A |  | 0 | 0 | 0 | 157.77
Nga Awa Purua Joint Venture | NAPA | NAP | Nga Awa Purua | INJ | 561126.86 | 1260486.2313 | 0 | 0
Nga Awa Purua Joint Venture | NAPA | NAP | Nga Awa Purua | OFT | 0 | 85.9014 | 270816.52 | 0
Nga Awa Purua Joint Venture | NAPA | NAP | Nga Awa Purua |  | 0 | 1581155.2958 | 0 | 0
Nga Awa Purua Joint Venture | NAPA | All locations | N/A |  | 0 | 0 | 0 | 1057.48
Nelson Electricity | NELS | STK | Stoke | OFT | 87037.56 | 33823.2661 | 872540.5 | 0
Nelson Electricity | NELS | STK | Stoke |  | 0 | 120611.8297 | 0 | 0
Nelson Electricity | NELS | All locations | N/A |  | 0 | 0 | 0 | 562.39
Northpower | NPOW | BRB | Bream Bay | OFT | 3115877.93 | 1563328.1261 | 3094777.99 | 0
Northpower | NPOW | BRB | Bream Bay |  | 0 | 616125.1355 | 0 | 0
Northpower | NPOW | MPE | Maungatapere | OFT | 396451.5 | 2889373.3818 | 4931616.88 | 0
Northpower | NPOW | MPE | Maungatapere |  | 0 | 3769378.0834 | 0 | 0
Northpower | NPOW | MTO | Maungaturoto | OFT | 490774.98 | 310929.612 | 845697.19 | 0
Northpower | NPOW | MTO | Maungaturoto |  | 0 | 615326.0568 | 0 | 0
Northpower | NPOW | All locations | N/A |  | 0 | 0 | 0 | 7749.47
Ngatamariki Geothermal | NTRG | NAP | Nga Awa Purua | INJ | 332555.12 | 777967.8052 | 0 | 0
Ngatamariki Geothermal | NTRG | NAP | Nga Awa Purua | OFT | 2049.34 | 6.4109 | 107148.6 | 0
Ngatamariki Geothermal | NTRG | NAP | Nga Awa Purua |  | 0 | 958331.4427 | 0 | 0
Ngatamariki Geothermal | NTRG | All locations | N/A |  | 0 | 0 | 0 | 608.4
NZ Aluminium Smelter | NZAS | TWI | Tiwai | OFT | 1690423.29 | 1908475.2538 | 36971091.82 | 0
NZ Aluminium Smelter | NZAS | TWI | Tiwai |  | 0 | 11236337.5723 | 0 | 0
NZ Aluminium Smelter | NZAS | All locations | N/A |  | 0 | 0 | 0 | 27526.87
New Zealand Steel | NZST | GLN | Glenbrook | INJ | 243051.59 | 54.0632 | 0 | 0
New Zealand Steel | NZST | GLN | Glenbrook | OFT | 2802238.46 | 680808.41 | 9906608.66 | 0
New Zealand Steel | NZST | GLN | Glenbrook |  | 0 | 2759588.4578 | 0 | 0
New Zealand Steel | NZST | All locations | N/A |  | 0 | 0 | 0 | 7128.83
OMV New Zealand Production Ltd | OMVP | MNI | Motunui | OFT | 374847.93 | 165059.3674 | 323513.58 | 0
OMV New Zealand Production Ltd | OMVP | MNI | Motunui |  | 0 | 171277.8747 | 0 | 0
OMV New Zealand Production Ltd | OMVP | All locations | N/A |  | 0 | 0 | 0 | 271.81
Orion New Zealand | ORON | APS | Arthurs Pass | OFT | 120693.8 | 1292.9873 | 15251.52 | 0
Orion New Zealand | ORON | APS | Arthurs Pass |  | 0 | 2831.1385 | 0 | 0
Orion New Zealand | ORON | BRY | Bromley | INJ | 0 | 0.021848 | 0 | 0
Orion New Zealand | ORON | BRY | Bromley | OFT | 2645567.33 | 436496.8062 | 9604269.8 | 0
Orion New Zealand | ORON | BRY | Bromley |  | 0 | 1445268.075 | 0 | 0
Orion New Zealand | ORON | CLH | Castle Hill | OFT | 150058.1 | 1956.4845 | 23551.58 | 0
Orion New Zealand | ORON | CLH | Castle Hill |  | 0 | 5078.3265 | 0 | 0
Orion New Zealand | ORON | COL | Coleridge | OFT | 138878.23 | 1403.2973 | 16746.7 | 0
Orion New Zealand | ORON | COL | Coleridge |  | 0 | 2996.7637 | 0 | 0
Orion New Zealand | ORON | HOR | Hororata | OFT | 390151.48 | 186287.9702 | 2202137.74 | 0
Orion New Zealand | ORON | HOR | Hororata |  | 0 | 358168.5229 | 0 | 0
Orion New Zealand | ORON | ISL | Islington | OFT | 2211056.27 | 2716659.102 | 35202381.5 | 0
Orion New Zealand | ORON | ISL | Islington |  | 0 | 6591414.551 | 0 | 0
Orion New Zealand | ORON | KBY | Kimberley | OFT | 24459.1 | 85388.8913 | 1047951.61 | 0
Orion New Zealand | ORON | KBY | Kimberley |  | 0 | 99624.6984 | 0 | 0
Orion New Zealand | ORON | NWD | #N/A | OFT | 240377.14 | 0 | 0 | 0
Orion New Zealand | ORON | All locations | N/A |  | 0 | 0 | 0 | 32030.38
Pan Pac Forest Products | PANP | WHI | Whirinaki | OFT | 1441656.15 | 599615.1314 | 4320970.94 | 0
Pan Pac Forest Products | PANP | WHI | Whirinaki |  | 0 | 803338.8654 | 0 | 0
Pan Pac Forest Products | PANP | All locations | N/A |  | 0 | 0 | 0 | 2823.67
Powerco | POCO | ARI | Arapuni | OFT | 33268.79 | 0 | 0 | 0
Powerco | POCO | BPE | Bunnythorpe | INJ | 19461.49 | 2.937 | 0 | 0
Powerco | POCO | BPE | Bunnythorpe | OFT | 917022.79 | 379686.9103 | 6061789.29 | 0
Powerco | POCO | BPE | Bunnythorpe |  | 0 | 1019231.2292 | 0 | 0
Powerco | POCO | BRK | Brunswick | OFT | 235085.12 | 131285.9087 | 1598391.2 | 0
Powerco | POCO | BRK | Brunswick |  | 0 | 325696.0521 | 0 | 0
Powerco | POCO | CST | Carrington St | OFT | 533332.53 | 908040.6618 | 3279485.32 | 0
Powerco | POCO | CST | Carrington St |  | 0 | 872180.0887 | 0 | 0
Powerco | POCO | GYT | Greytown | INJ | 0 | 113.8858 | 0 | 0
Powerco | POCO | GYT | Greytown | OFT | 568293.13 | 111975.6451 | 979797.86 | 0
Powerco | POCO | GYT | Greytown |  | 0 | 164779.4517 | 0 | 0
Powerco | POCO | HIN | Hinuera | OFT | 856761.06 | 467639.396 | 2707883.19 | 0
Powerco | POCO | HIN | Hinuera |  | 0 | 644352.3866 | 0 | 0
Powerco | POCO | HUI | Huirangi | OFT | 486196.48 | 471841.3386 | 2355581.21 | 0
Powerco | POCO | HUI | Huirangi |  | 0 | 358585.789 | 0 | 0
Powerco | POCO | HWA | Hawera | OFT | 540334.5 | 500595.8095 | 1259972.97 | 0
Powerco | POCO | HWA | Hawera |  | 0 | 83196.0463 | 0 | 0
Powerco | POCO | KIN | Kinleith | OFT | 1568657.82 | 263080.6518 | 8241506.04 | 0
Powerco | POCO | KIN | Kinleith |  | 0 | 717157.1702 | 0 | 0
Powerco | POCO | KMO | Kaitimako | OFT | 134915.77 | 49349.8477 | 990894.02 | 0
Powerco | POCO | KMO | Kaitimako |  | 0 | 145471.9894 | 0 | 0
Powerco | POCO | KPU | Kopu | OFT | 3755200.76 | 487780.6033 | 2824519.99 | 0
Powerco | POCO | KPU | Kopu |  | 0 | 674868.8648 | 0 | 0
Powerco | POCO | LTN | Linton | INJ | 81238.9 | 5938.2183 | 0 | 0
Powerco | POCO | LTN | Linton | OFT | 975246.75 | 152211.5377 | 3353270.45 | 0
Powerco | POCO | LTN | Linton |  | 0 | 411286.4904 | 0 | 0
Powerco | POCO | MGM | Mangamaire | OFT | 654014.88 | 251268.0423 | 1025973.45 | 0
Powerco | POCO | MGM | Mangamaire |  | 0 | 209934.1075 | 0 | 0
Powerco | POCO | MST | Masterton | OFT | 429097.58 | 464039.7979 | 2882411.36 | 0
Powerco | POCO | MST | Masterton |  | 0 | 679906.5452 | 0 | 0
Powerco | POCO | MTM | Mt Maunganui | OFT | 850656.42 | 179909.8152 | 3568130.85 | 0
Powerco | POCO | MTM | Mt Maunganui |  | 0 | 587669.1389 | 0 | 0
Powerco | POCO | MTN | Marton | OFT | 384087.68 | 282853.9864 | 1150810.46 | 0
Powerco | POCO | MTN | Marton |  | 0 | 228162.9436 | 0 | 0
Powerco | POCO | MTR | Mataroa | OFT | 329140.76 | 105596.2491 | 424285.27 | 0
Powerco | POCO | MTR | Mataroa |  | 0 | 92228.6697 | 0 | 0
Powerco | POCO | NPL | New Plymouth | OFT | 0 | 0 | 623194.3 | 0
Powerco | POCO | OKN | Ohakune | OFT | 102294.28 | 25957.5005 | 127467.18 | 0
Powerco | POCO | OKN | Ohakune |  | 0 | 25463.625 | 0 | 0
Powerco | POCO | OPK | Opunake | OFT | 1454620.76 | 152654.5981 | 620441.64 | 0
Powerco | POCO | OPK | Opunake |  | 0 | 121015.1892 | 0 | 0
Powerco | POCO | PAO | Piako | OFT | 361977.8 | 426399.8521 | 2472350.73 | 0
Powerco | POCO | PAO | Piako |  | 0 | 498763.4211 | 0 | 0
Powerco | POCO | SFD | Stratford | OFT | 506920.19 | 402849.5448 | 1900892.5 | 0
Powerco | POCO | SFD | Stratford |  | 0 | 326843.1288 | 0 | 0
Powerco | POCO | TGA | Tauranga | INJ | 2497.98 | 2.7105 | 0 | 0
Powerco | POCO | TGA | Tauranga | OFT | 1246518.48 | 256013.8561 | 7159814.26 | 0
Powerco | POCO | TGA | Tauranga |  | 0 | 706312.488 | 0 | 0
Powerco | POCO | TMI | Te Matai | OFT | 316122.68 | 137190.6644 | 2841489.36 | 0
Powerco | POCO | TMI | Te Matai |  | 0 | 307052.9941 | 0 | 0
Powerco | POCO | WGN | Wanganui | OFT | 481903.54 | 470539.2961 | 1907389.25 | 0
Powerco | POCO | WGN | Wanganui |  | 0 | 372018.4122 | 0 | 0
Powerco | POCO | WHU | Waihou | OFT | 1435853.28 | 363414.9935 | 2109319.6 | 0
Powerco | POCO | WHU | Waihou |  | 0 | 527214.7916 | 0 | 0
Powerco | POCO | WKO | Waikino | OFT | 1627288.07 | 395397.5124 | 2331860.77 | 0
Powerco | POCO | WKO | Waikino |  | 0 | 527430.0889 | 0 | 0
Powerco | POCO | WVY | Waverley | OFT | 311747.8 | 73754.5258 | 295355.8 | 0
Powerco | POCO | WVY | Waverley |  | 0 | 63249.9948 | 0 | 0
Powerco | POCO | All locations | N/A |  | 0 | 0 | 0 | 42311.85
PowerNet | POWN | BAL | Balclutha | OFT | 1253355.33 | 245742.7482 | 2012587.57 | 0
PowerNet | POWN | BAL | Balclutha |  | 0 | 320218.8774 | 0 | 0
PowerNet | POWN | EDN | Edendale | OFT | 210415.62 | 238909.7842 | 1709348.71 | 0
PowerNet | POWN | EDN | Edendale |  | 0 | 247581.5834 | 0 | 0
PowerNet | POWN | FKN | Frankton | OFT | 406426.04 | 8905.4262 | 357017.75 | 0
PowerNet | POWN | FKN | Frankton |  | 0 | 55897.1614 | 0 | 0
PowerNet | POWN | GOR | Gore | INJ | 266470.34 | 33025.4872 | 0 | 0
PowerNet | POWN | GOR | Gore | OFT | 387437.61 | 349071.766 | 2015402.16 | 0
PowerNet | POWN | GOR | Gore |  | 0 | 1173478.4865 | 0 | 0
PowerNet | POWN | HWB | Halfway Bush | OFT | 80255.32 | 12138.8532 | 383497.39 | 0
PowerNet | POWN | HWB | Halfway Bush |  | 0 | 71040.523 | 0 | 0
PowerNet | POWN | INV | Invercargill | OFT | 541694.7 | 165320.6221 | 5513644.12 | 0
PowerNet | POWN | INV | Invercargill |  | 0 | 964185.1819 | 0 | 0
PowerNet | POWN | NMA | North Makarewa | INJ | 231361.64 | 16547.2903 | 0 | 0
PowerNet | POWN | NMA | North Makarewa | OFT | 514229.62 | 46617.3355 | 3332352.37 | 0
PowerNet | POWN | NMA | North Makarewa |  | 0 | 152286.9221 | 0 | 0
PowerNet | POWN | NSY | Naseby | INJ | 107087.05 | 131.4445 | 0 | 0
PowerNet | POWN | NSY | Naseby | OFT | 771418.62 | 48123.1666 | 2678806.56 | 0
PowerNet | POWN | NSY | Naseby |  | 0 | 379418.3352 | 0 | 0
PowerNet | POWN | All locations | N/A |  | 0 | 0 | 0 | 12172.75
Daiken Southland Limited | RAYN | BDE | Brydone | OFT | 188861.27 | 95466.7826 | 584743.12 | 0
Daiken Southland Limited | RAYN | BDE | Brydone |  | 0 | 176920.5928 | 0 | 0
Daiken Southland Limited | RAYN | All locations | N/A |  | 0 | 0 | 0 | 434.92
Scanpower | SCAN | DVK | Dannevirke | OFT | 321809.04 | 220907.4819 | 800075.94 | 0
Scanpower | SCAN | DVK | Dannevirke |  | 0 | 195080.1001 | 0 | 0
Scanpower | SCAN | WDV | Woodville | OFT | 353232.29 | 41264.7276 | 149035.08 | 0
Scanpower | SCAN | WDV | Woodville |  | 0 | 35847.2475 | 0 | 0
Scanpower | SCAN | All locations | N/A |  | 0 | 0 | 0 | 655.52
Southpark Utilities | SHPK | PEN | Penrose | OFT | 31200.68 | 661.2552 | 10840.18 | 0
Southpark Utilities | SHPK | PEN | Penrose |  | 0 | 175.3084 | 0 | 0
Southpark Utilities | SHPK | All locations | N/A |  | 0 | 0 | 0 | 6.19
Resolution Development Ltd | SOLE | BDE | Brydone | OFT | 3597.05 | 2094.8004 | 9399 | 0
Resolution Development Ltd | SOLE | All locations | N/A |  | 0 | 0 | 0 | -5604.75
Southern Generation GP Limited | SOU2 | MAT | Matahina | INJ | 227552.56 | 36698.7788 | 0 | 0
Southern Generation GP Limited | SOU2 | MAT | Matahina | OFT | 40927.67 | 450.0773 | 0 | 0
Southern Generation GP Limited | SOU2 | MAT | Matahina |  | 0 | 115.5589 | 0 | 0
Tararua Wind Power | TARW | TWC | Tararua | INJ | 26295.22 | 452688.8032 | 0 | 0
Tararua Wind Power | TARW | TWC | Tararua | OFT | 204.04 | 357.7173 | 66795.56 | 0
Tararua Wind Power | TARW | TWC | Tararua |  | 0 | 145984.749 | 0 | 0
Tararua Wind Power | TARW | All locations | N/A |  | 0 | 0 | 0 | 121.46
Network Tasman | TASM | KIK | Kikiwa | OFT | 53088.06 | 8920.9734 | 169526.35 | 0
Network Tasman | TASM | KIK | Kikiwa |  | 0 | 29584.2703 | 0 | 0
Network Tasman | TASM | MCH | Murchison | INJ | 178345.24 | 2162.1132 | 0 | 0
Network Tasman | TASM | MCH | Murchison | OFT | 113747.93 | 28199.0225 | 147634.54 | 0
Network Tasman | TASM | MCH | Murchison |  | 0 | 23354.8012 | 0 | 0
Network Tasman | TASM | STK | Stoke | INJ | 0 | 95870.2027 | 0 | 0
Network Tasman | TASM | STK | Stoke | OFT | 1501765.37 | 435932.7142 | 8971808.15 | 0
Network Tasman | TASM | STK | Stoke |  | 0 | 1272019.9548 | 0 | 0
Network Tasman | TASM | All locations | N/A |  | 0 | 0 | 0 | 6011.64
Nova Energy | TBOP | JRD | Junction Road | INJ | 10776.45 | 463041.7131 | 0 | 0
Nova Energy | TBOP | JRD | Junction Road | OFT | 38.93 | 2100.7484 | 2053.05 | 0
Nova Energy | TBOP | JRD | Junction Road |  | 0 | 308159.7984 | 0 | 0
Nova Energy | TBOP | KPA | Kaponga | INJ | 371565.21 | 174851.8464 | 0 | 0
Nova Energy | TBOP | KPA | Kaponga | OFT | 93514.92 | 109.9172 | 535144.46 | 0
Nova Energy | TBOP | KPA | Kaponga |  | 0 | 28389.4963 | 0 | 0
Nova Energy | TBOP | MKE | McKee | INJ | 14253.21 | 463041.7139 | 0 | 0
Nova Energy | TBOP | MKE | McKee | OFT | 93.26 | 2100.7484 | 6565.97 | 0
Nova Energy | TBOP | MKE | McKee |  | 0 | 305233.6148 | 0 | 0
Nova Energy | TBOP | All locations | N/A |  | 0 | 0 | 0 | 676.8
Top Energy | TOPE | KOE | Kaikohe | INJ | 1145605.32 | 118123.5074 | 0 | 0
Top Energy | TOPE | KOE | Kaikohe | OFT | 815047.79 | 689504.2003 | 4393781.86 | 0
Top Energy | TOPE | KOE | Kaikohe |  | 0 | 1148636.0429 | 0 | 0
Top Energy | TOPE | All locations | N/A |  | 0 | 0 | 0 | 3163.24
KiwiRail | TRNZ | BPE | Bunnythorpe | INJ | 1521.15 | 1.0458 | 0 | 0
KiwiRail | TRNZ | BPE | Bunnythorpe | OFT | 374405.63 | 2869.0672 | 132100.73 | 0
KiwiRail | TRNZ | BPE | Bunnythorpe |  | 0 | 11378.7518 | 0 | 0
KiwiRail | TRNZ | HAM | Hamilton | INJ | 35459.77 | 20.5344 | 0 | 0
KiwiRail | TRNZ | HAM | Hamilton | OFT | 334133.64 | 2522.0177 | 116065.58 | 0
KiwiRail | TRNZ | HAM | Hamilton |  | 0 | 12920.5777 | 0 | 0
KiwiRail | TRNZ | PEN | Penrose | INJ | 26.73 | 0.0081516 | 0 | 0
KiwiRail | TRNZ | PEN | Penrose | OFT | 149036.21 | 24985.8078 | 953805.74 | 0
KiwiRail | TRNZ | PEN | Penrose |  | 0 | 106828.6518 | 0 | 0
KiwiRail | TRNZ | SWN | Southdown | INJ | 6.06 | 0 | 0 | 0
KiwiRail | TRNZ | SWN | Southdown | OFT | 113359.98 | 24840.3482 | 946335.13 | 0
KiwiRail | TRNZ | SWN | Southdown |  | 0 | 103706.299 | 0 | 0
KiwiRail | TRNZ | TMN | Taumarunui | INJ | 102637.17 | 244.6595 | 0 | 0
KiwiRail | TRNZ | TMN | Taumarunui | OFT | 334696.2 | 3242.3093 | 150794.33 | 0
KiwiRail | TRNZ | TMN | Taumarunui |  | 0 | 15192.0051 | 0 | 0
KiwiRail | TRNZ | TNG | Tangiwai | INJ | 63665.91 | 74.8695 | 0 | 0
KiwiRail | TRNZ | TNG | Tangiwai | OFT | 418385.07 | 3306.7797 | 151092.47 | 0
KiwiRail | TRNZ | TNG | Tangiwai |  | 0 | 11971.2015 | 0 | 0
KiwiRail | TRNZ | All locations | N/A |  | 0 | 0 | 0 | -405821.81
Manawa Energy Ltd | TRUG | ARG | Argyle | INJ | 56631.39 | 59769.1225 | 0 | 0
Manawa Energy Ltd | TRUG | ARG | Argyle | OFT | 273.1 | 246.0222 | 33734.22 | 0
Manawa Energy Ltd | TRUG | ARG | Argyle |  | 0 | 180021.2574 | 0 | 0
Manawa Energy Ltd | TRUG | BWK | Berwick | INJ | 120852.41 | 28999.5229 | 0 | 0
Manawa Energy Ltd | TRUG | BWK | Berwick | OFT | 115.28 | 11.4421 | 1693.34 | 0
Manawa Energy Ltd | TRUG | BWK | Berwick |  | 0 | 23498.3472 | 0 | 0
Manawa Energy Ltd | TRUG | COL | Coleridge | INJ | 42988.92 | 97309.4084 | 0 | 0
Manawa Energy Ltd | TRUG | COL | Coleridge | OFT | 132.32 | 11.6959 | 3380.7 | 0
Manawa Energy Ltd | TRUG | COL | Coleridge |  | 0 | 590025.1353 | 0 | 0
Manawa Energy Ltd | TRUG | HWA | Hawera | INJ | 88092.37 | 158850.6606 | 0 | 0
Manawa Energy Ltd | TRUG | HWA | Hawera | OFT | 3305.13 | 14.6444 | 1858.09 | 0
Manawa Energy Ltd | TRUG | HWA | Hawera |  | 0 | 0.97014 | 0 | 0
Manawa Energy Ltd | TRUG | MAT | Matahina | INJ | 617689.73 | 105171.7644 | 0 | 0
Manawa Energy Ltd | TRUG | MAT | Matahina | OFT | 0 | 0.00017658 | 0 | 0
Manawa Energy Ltd | TRUG | MAT | Matahina |  | 0 | 149067.1121 | 0 | 0
Manawa Energy Ltd | TRUG | All locations | N/A |  | 0 | 0 | 0 | 540.19
Wellington Electricity Lines | UNET | CPK | Central Park | OFT | 1475033.82 | 1609938.5694 | 11322271.54 | 0
Wellington Electricity Lines | UNET | CPK | Central Park |  | 0 | 2548090.8508 | 0 | 0
Wellington Electricity Lines | UNET | GFD | Gracefield | OFT | 2327393.49 | 576543.9166 | 4034443.27 | 0
Wellington Electricity Lines | UNET | GFD | Gracefield |  | 0 | 878112.0334 | 0 | 0
Wellington Electricity Lines | UNET | HAY | Haywards | OFT | 769567.4 | 277977.974 | 2134994.15 | 0
Wellington Electricity Lines | UNET | HAY | Haywards |  | 0 | 410260.7764 | 0 | 0
Wellington Electricity Lines | UNET | KWA | Kaiwharawhara | OFT | 581617.02 | 302912.1788 | 2097718.6 | 0
Wellington Electricity Lines | UNET | KWA | Kaiwharawhara |  | 0 | 489930.3135 | 0 | 0
Wellington Electricity Lines | UNET | MLG | Melling | OFT | 1892605.7 | 519419.4167 | 3637142.64 | 0
Wellington Electricity Lines | UNET | MLG | Melling |  | 0 | 814809.759 | 0 | 0
Wellington Electricity Lines | UNET | NGA | Ngauranga | OFT | 387290.85 | 0 | 0 | 0
Wellington Electricity Lines | UNET | PNI | Pauatahanui | OFT | 1473764.66 | 143451.4179 | 1003038.42 | 0
Wellington Electricity Lines | UNET | PNI | Pauatahanui |  | 0 | 221662.4544 | 0 | 0
Wellington Electricity Lines | UNET | TKR | Takapu Road | OFT | 479692.63 | 845230.0386 | 5914968.27 | 0
Wellington Electricity Lines | UNET | TKR | Takapu Road |  | 0 | 1213141.7463 | 0 | 0
Wellington Electricity Lines | UNET | UHT | Upper Hutt | OFT | 277592.3 | 272635.8655 | 1914345.75 | 0
Wellington Electricity Lines | UNET | UHT | Upper Hutt |  | 0 | 401029.052 | 0 | 0
Wellington Electricity Lines | UNET | WIL | Wilton | INJ | 852604.53 | 109158.9826 | 0 | 0
Wellington Electricity Lines | UNET | WIL | Wilton | OFT | 765876.2 | 74326.6848 | 3031429.26 | 0
Wellington Electricity Lines | UNET | WIL | Wilton |  | 0 | 54972.0186 | 0 | 0
Wellington Electricity Lines | UNET | All locations | N/A |  | 0 | 0 | 0 | 23550.95
Unison Networks | UNIS | FHL | Fernhill | OFT | 704040.99 | 464396.3646 | 3833621.28 | 0
Unison Networks | UNIS | FHL | Fernhill |  | 0 | 513608.332 | 0 | 0
Unison Networks | UNIS | OWH | Owhata | OFT | 1331771.26 | 36108.4373 | 757424.41 | 0
Unison Networks | UNIS | OWH | Owhata |  | 0 | 21644.1061 | 0 | 0
Unison Networks | UNIS | RDF | Redclyffe | OFT | 411216.81 | 462331.7641 | 4075442 | 0
Unison Networks | UNIS | RDF | Redclyffe |  | 0 | 547850.9844 | 0 | 0
Unison Networks | UNIS | ROT | Rotorua | INJ | 0 | 6.8246 | 0 | 0
Unison Networks | UNIS | ROT | Rotorua | OFT | 2114300.49 | 144510.1677 | 4687095.01 | 0
Unison Networks | UNIS | ROT | Rotorua |  | 0 | 198156.9959 | 0 | 0
Unison Networks | UNIS | TAB | Tauhara B | OFT | 37953.99 | 0 | 0 | 0
Unison Networks | UNIS | TRK | Tarukenga | OFT | 145274.87 | 23098.3736 | 484374.56 | 0
Unison Networks | UNIS | TRK | Tarukenga |  | 0 | 69324.5596 | 0 | 0
Unison Networks | UNIS | WRK | Wairakei | INJ | 286806.23 | 228579.4717 | 0 | 0
Unison Networks | UNIS | WRK | Wairakei | OFT | 133852.88 | 5897.3144 | 3383570.03 | 0
Unison Networks | UNIS | WRK | Wairakei |  | 0 | 9885.2749 | 0 | 0
Unison Networks | UNIS | WTU | Whakatu | OFT | 2011272.56 | 591451.4252 | 5880650.77 | 0
Unison Networks | UNIS | WTU | Whakatu |  | 0 | 800097.4377 | 0 | 0
Unison Networks | UNIS | All locations | N/A |  | 0 | 0 | 0 | 14137.19
Vector | VECT | ALB | Albany | OFT | 1842538.2 | 1789274.271 | 13397042.55 | 0
Vector | VECT | ALB | Albany |  | 0 | 6196474.3983 | 0 | 0
Vector | VECT | HEN | Henderson | OFT | 502600.68 | 707392.2825 | 6804233.64 | 0
Vector | VECT | HEN | Henderson |  | 0 | 3250259.8427 | 0 | 0
Vector | VECT | HEP | Hepburn Road | OFT | 949846.96 | 1902200.5539 | 8982488.87 | 0
Vector | VECT | HEP | Hepburn Road |  | 0 | 3987493.6454 | 0 | 0
Vector | VECT | HOB | Hobson St | OFT | 249332.26 | 774717.7166 | 3722794.42 | 0
Vector | VECT | HOB | Hobson St |  | 0 | 1451984.9912 | 0 | 0
Vector | VECT | LFD | Lichfield | OFT | 37681.66 | 43584.9663 | 955071.47 | 0
Vector | VECT | LFD | Lichfield |  | 0 | 98902.0017 | 0 | 0
Vector | VECT | MNG | Mangere | OFT | 636398.61 | 1903114.299 | 9013869.84 | 0
Vector | VECT | MNG | Mangere |  | 0 | 3829206.1772 | 0 | 0
Vector | VECT | OTA | Otahuhu A | OFT | 719307.34 | 440189.1209 | 4429145.61 | 0
Vector | VECT | OTA | Otahuhu A |  | 0 | 1841074.5444 | 0 | 0
Vector | VECT | PAK | Pakuranga | OFT | 1351447.74 | 903539.2704 | 8942671.32 | 0
Vector | VECT | PAK | Pakuranga |  | 0 | 4604698.9097 | 0 | 0
Vector | VECT | PEN | Penrose | OFT | 2348569.48 | 3181077.0057 | 31326736.73 | 0
Vector | VECT | PEN | Penrose |  | 0 | 15081440.7 | 0 | 0
Vector | VECT | ROS | Mt Roskill | OFT | 983100.1 | 2087164.4956 | 9823961.45 | 0
Vector | VECT | ROS | Mt Roskill |  | 0 | 4487574.4333 | 0 | 0
Vector | VECT | SVL | Silverdale | OFT | 1077442.62 | 528017.3697 | 6071373.42 | 0
Vector | VECT | SVL | Silverdale |  | 0 | 2337185.0694 | 0 | 0
Vector | VECT | TAK | Takanini | OFT | 1559185.65 | 725037.6383 | 7655120.82 | 0
Vector | VECT | TAK | Takanini |  | 0 | 2924638.8338 | 0 | 0
Vector | VECT | WEL | Wellsford | OFT | 350971.61 | 504006.1017 | 2391440.47 | 0
Vector | VECT | WEL | Wellsford |  | 0 | 1053215.6307 | 0 | 0
Vector | VECT | WIR | Wiri | OFT | 1672798.33 | 1436265.5942 | 6752131.33 | 0
Vector | VECT | WIR | Wiri |  | 0 | 3839983.0604 | 0 | 0
Vector | VECT | WRD | Wairau Road | OFT | 324979.41 | 417027.8292 | 4146543.73 | 0
Vector | VECT | WRD | Wairau Road |  | 0 | 1895863.2759 | 0 | 0
Vector | VECT | All locations | N/A |  | 0 | 0 | 0 | 101618.34
Waipa Networks | WAIP | CBG | Cambridge | OFT | 760523.06 | 491684.0139 | 2626116.26 | 0
Waipa Networks | WAIP | CBG | Cambridge |  | 0 | 630125.7521 | 0 | 0
Waipa Networks | WAIP | TMU | Te Awamutu | OFT | 772326.27 | 419540.6671 | 2243505.64 | 0
Waipa Networks | WAIP | TMU | Te Awamutu |  | 0 | 554311.2476 | 0 | 0
Waipa Networks | WAIP | All locations | N/A |  | 0 | 0 | 0 | 3367.3
Network Waitaki | WATA | BPT | Blackpoint | OFT | 16975.8 | 18966.0307 | 407778.96 | 0
Network Waitaki | WATA | BPT | Blackpoint |  | 0 | 81504.7451 | 0 | 0
Network Waitaki | WATA | OAM | Oamaru | OFT | 689046.71 | 152395.476 | 3093179.16 | 0
Network Waitaki | WATA | OAM | Oamaru |  | 0 | 496003.6734 | 0 | 0
Network Waitaki | WATA | TWZ | Twizel | OFT | 291596.38 | 3653.9819 | 177453.24 | 0
Network Waitaki | WATA | TWZ | Twizel |  | 0 | 30916.0613 | 0 | 0
Network Waitaki | WATA | WTK | Waitaki | OFT | 208369.41 | 10944.9019 | 555650.17 | 0
Network Waitaki | WATA | WTK | Waitaki |  | 0 | 74737.6553 | 0 | 0
Network Waitaki | WATA | All locations | N/A |  | 0 | 0 | 0 | 2783.23
Waverly Wind Farm Ltd | WAV1 | WVY | Waverley | INJ | 44169.08 | 373960.3107 | 0 | 0
Waverly Wind Farm Ltd | WAV1 | WVY | Waverley | OFT | 204.47 | 295.5071 | 10213.58 | 0
Waverly Wind Farm Ltd | WAV1 | WVY | Waverley |  | 0 | 139196.4327 | 0 | 0
Waverly Wind Farm Ltd | WAV1 | All locations | N/A |  | 0 | 0 | 0 | 85.28
WEL Networks | WELE | HAM | Hamilton | OFT | 1172826.47 | 913047.7613 | 10033848.98 | 0
WEL Networks | WELE | HAM | Hamilton |  | 0 | 2031436.2068 | 0 | 0
WEL Networks | WELE | HLY | Huntly | INJ | 4708.2 | 5670.6502 | 0 | 0
WEL Networks | WELE | HLY | Huntly | OFT | 196007.15 | 139677.2149 | 1678872.43 | 0
WEL Networks | WELE | HLY | Huntly |  | 0 | 685584.1254 | 0 | 0
WEL Networks | WELE | MER | Meremere | OFT | 0 | 0 | 102.03 | 0
WEL Networks | WELE | TWH | Te Kowhai | INJ | 61311.43 | 53004.1052 | 0 | 0
WEL Networks | WELE | TWH | Te Kowhai | OFT | 285669.08 | 114503.389 | 7035675.16 | 0
WEL Networks | WELE | TWH | Te Kowhai |  | 0 | 44509.907 | 0 | 0
WEL Networks | WELE | All locations | N/A |  | 0 | 0 | 0 | 12068.85
Winstone Pulp International | WNST | TNG | Tangiwai | OFT | 2021785.53 | 242451.0536 | 2181257.26 | 0
Winstone Pulp International | WNST | TNG | Tangiwai |  | 0 | 480231.631 | 0 | 0
Winstone Pulp International | WNST | All locations | N/A |  | 0 | 0 | 0 | 1469.18
Westpower | WPOW | ATU | Atarau | OFT | 0 | 9061.5357 | 50850.48 | 0
Westpower | WPOW | ATU | Atarau |  | 0 | 4270.248 | 0 | 0
Westpower | WPOW | DOB | Dobson | INJ | 42826.93 | 365.7718 | 0 | 0
Westpower | WPOW | DOB | Dobson | OFT | 287571.1 | 15249.44 | 579566.3 | 0
Westpower | WPOW | DOB | Dobson |  | 0 | 11626.1713 | 0 | 0
Westpower | WPOW | GYM | Greymouth | OFT | 6332.32 | 67762.743 | 749311.16 | 0
Westpower | WPOW | GYM | Greymouth |  | 0 | 67440.4207 | 0 | 0
Westpower | WPOW | HKK | Hokitika | INJ | 38946.9 | 734.5991 | 0 | 0
Westpower | WPOW | HKK | Hokitika | OFT | 107690.53 | 39573.4002 | 1488185.3 | 0
Westpower | WPOW | HKK | Hokitika |  | 0 | 54758.0082 | 0 | 0
Westpower | WPOW | KUM | Kumara | INJ | 2496.83 | 12444.2722 | 0 | 0
Westpower | WPOW | KUM | Kumara | OFT | 669.33 | 2378.0097 | 106503.23 | 0
Westpower | WPOW | KUM | Kumara |  | 0 | 1704.4564 | 0 | 0
Westpower | WPOW | OTI | Otira | OFT | 152629.62 | 1670.7715 | 18825.82 | 0
Westpower | WPOW | OTI | Otira |  | 0 | 3125.9698 | 0 | 0
Westpower | WPOW | RFN | Reefton | OFT | 4531.18 | 52105.5172 | 268085.38 | 0
Westpower | WPOW | RFN | Reefton |  | 0 | 49848.9503 | 0 | 0
Westpower | WPOW | All locations | N/A |  | 0 | 0 | 0 | 1958.42
The Lines Company | WTOM | HTI | Hangatiki | OFT | 415439.74 | 372508.6929 | 3024979.57 | 0
The Lines Company | WTOM | HTI | Hangatiki |  | 0 | 491957.5521 | 0 | 0
The Lines Company | WTOM | NPK | National Park | INJ | 142483.89 | 1.2874 | 0 | 0
The Lines Company | WTOM | NPK | National Park | OFT | 285138.81 | 55122.9812 | 258873.37 | 0
The Lines Company | WTOM | NPK | National Park |  | 0 | 45210.3723 | 0 | 0
The Lines Company | WTOM | OKN | Ohakune | OFT | 246976.55 | 60006.8866 | 282784.5 | 0
The Lines Company | WTOM | OKN | Ohakune |  | 0 | 50597.5496 | 0 | 0
The Lines Company | WTOM | ONG | Ongarue | INJ | 85682.16 | 4314.4833 | 0 | 0
The Lines Company | WTOM | ONG | Ongarue | OFT | 212152.46 | 49033.7233 | 686430.76 | 0
The Lines Company | WTOM | ONG | Ongarue |  | 0 | 28126.3897 | 0 | 0
The Lines Company | WTOM | TKU | Tokaanu | INJ | 12334.56 | 92.403 | 0 | 0
The Lines Company | WTOM | TKU | Tokaanu | OFT | 142022.7 | 36909.0268 | 533177.52 | 0
The Lines Company | WTOM | TKU | Tokaanu |  | 0 | 75558.5284 | 0 | 0
The Lines Company | WTOM | TNG | Tangiwai | OFT | 0 | 0 | 289.03 | 0
The Lines Company | WTOM | All locations | N/A |  | 0 | 0 | 0 | 3071.52

## Analysis Bus Support (hidden)
| Registry | Registry | ComCom | ComCom | Bus Support | Bus Support | Reduction | Bus Support | Reduction | Registry | 2025-07-31 | 2025-07-31
| > 10 kW | All DG | All ICP | Bus Support | per ICP | per ICP | per ICP | per ICP | per ICP |  | More than 10kW | All combined
edb | value | value | value | value | value | with > 10kW DG | value | with all DG | value
Alpine Energy | 50 | 1021 | 33883.178 | 14279294.18 | 421.4272 | 420.8063 | -0.62097 | 409.0999 | -12.3274 | Bay of Islands (Top Energy) | 115 | 2425
Aurora Energy | 172 | 4058 | 95241.0473 | 14209000 | 149.1899 | 148.9209 | -0.26894 | 143.093 | -6.0969 | Whangarei and Kaipara (Northpower) | 171 | 3086
Buller Electricity | 5 | 65 | 4889 | 3124627.6346 | 639.1139 | 638.4609 | -0.65296 | 630.7282 | -8.3856 | Waitemata (Vector) | 212 | 6525
Centralines | 27 | 448 | 9285 | 3019852 | 325.2398 | 324.2968 | -0.94303 | 310.2694 | -14.9705 | Auckland (Vector) | 361 | 6859
Counties Energy | 144 | 2310 | 48147 | 11837000 | 245.8512 | 245.1181 | -0.73311 | 234.5958 | -11.2555 | Counties (Counties Power) | 144 | 2310
EA Networks | 111 | 701 | 21105 | 6979000 | 330.6799 | 328.9498 | -1.7301 | 320.0495 | -10.6304 | Thames Valley (Powerco) | 293 | 2402
Electra | 45 | 1996 | 46748.5 | 7233896.3519 | 154.7407 | 154.5919 | -0.14881 | 148.4044 | -6.3364 | Waikato (WEL Networks) | 275 | 3272
Electricity Invercargill | 12 | 192 | 17645 | 2561099 | 145.1459 | 145.0472 | -0.098644 | 143.5835 | -1.5624 | Waipa (Waipa Networks) | 306 | 1520
Firstlight Network | 45 | 775 | 25934.4167 | 4675799.39 | 180.2932 | 179.9809 | -0.31229 | 175.0618 | -5.2314 | King Country (The Lines Company) | 46 | 328
Horizon Networks | 32 | 880 | 25299.5 | 4513461.866 | 178.4012 | 178.1759 | -0.22537 | 172.4044 | -5.9968 | Tauranga (Powerco) | 314 | 4448
MainPower NZ | 114 | 2720 | 44918 | 4339000 | 96.5982 | 96.3537 | -0.24454 | 91.0827 | -5.5155 | Rotorua (Unison Networks) | 39 | 975
Marlborough Lines | 222 | 1726 | 27034 | 6816000 | 252.127 | 250.0734 | -2.0536 | 236.9958 | -15.1311 | Eastern Bay of Plenty (Horizon Energy) | 32 | 880
Nelson Electricity | 10 | 450 | 9311.5 | 1010000 | 108.468 | 108.3517 | -0.11636 | 103.4677 | -5.0003 | Taupo (Unison Networks) | 29 | 556
Network Tasman | 5 | 6 | 42816 | 2869000 | 67.0077 | 66.9998 | -0.0078242 | 66.9983 | -0.0093888 | Tairawhiti and Wairoa (Firstlight Network) | 45 | 775
Network Waitaki | 23 | 331 | 13445.98 | 5556610 | 413.2544 | 412.5487 | -0.70568 | 403.3257 | -9.9287 | Hawke's Bay (Unison Networks) | 170 | 3536
Northpower | 171 | 3086 | 63782 | 11406972.7357 | 178.8431 | 178.3649 | -0.4782 | 170.5894 | -8.2537 | Central Hawke's Bay (Centralines) | 27 | 448
Orion NZ | 841 | 10037 | 223047 | 22330000 | 100.1134 | 99.7374 | -0.37606 | 95.8024 | -4.3111 | Southern Hawke's Bay (Scanpower) | 6 | 97
OtagoNet | 29 | 422 | 20029 | 2313000 | 115.4826 | 115.3156 | -0.16697 | 113.0996 | -2.3829 | Wairarapa (Powerco) | 126 | 1439
Powerco | 1134 | 13061 | 359857 | 45805139.7214 | 127.2871 | 126.8872 | -0.39985 | 122.829 | -4.4581 | Taranaki (Powerco) | 204 | 2068
Scanpower | 6 | 97 | 6791 | 1827780 | 269.1474 | 268.9098 | -0.23759 | 265.3571 | -3.7903 | Wanganui (Powerco) | 59 | 973
The Lines Company | 46 | 328 | 24144.6831 | 5570178.4426 | 230.7 | 230.2613 | -0.43869 | 227.608 | -3.092 | Manawatu (Powerco) | 138 | 1731
The Power Company | 53 | 710 | 37720 | 4097610 | 108.6323 | 108.4799 | -0.15242 | 106.6253 | -2.007 | Kapiti and Horowhenua (Electra) | 45 | 1996
Top Energy | 115 | 2425 | 34094 | 7876661.4917 | 231.0278 | 230.2511 | -0.77664 | 215.6867 | -15.3411 | Wellington (Wellington Electricity) | 94 | 3803
Unison Networks | 238 | 5067 | 119182 | 23857680.512 | 200.1786 | 199.7796 | -0.39895 | 192.0151 | -8.1635 | Nelson (Nelson Electricity) | 10 | 450
Vector Lines | 573 | 13384 | 616705 | 60294000 | 97.768 | 97.6772 | -0.090755 | 95.6912 | -2.0767 | Tasman (Network Tasman) | 5 | 6
WEL Networks | 275 | 3272 | 100249.5 | 16612000 | 165.7066 | 165.2532 | -0.45332 | 160.4691 | -5.2375 | Marlborough (Marlborough Lines) | 222 | 1726
Waipa Networks | 306 | 1520 | 28972 | 5086804.9635 | 175.5766 | 173.7415 | -1.835 | 166.8242 | -8.7523 | Buller (Buller Electricity) | 5 | 65
Wellington Electricity | 94 | 3803 | 175248.8333 | 12344832.2827 | 70.4417 | 70.404 | -0.037763 | 68.9456 | -1.4962 | West Coast (Westpower) | 26 | 180
Westpower | 26 | 180 | 14326 | 2478140.6348 | 172.982 | 172.6687 | -0.31337 | 170.8356 | -2.1465 | North Canterbury (MainPower NZ) | 114 | 2720
| 4924 | 75071 | 2289851.1384 | 314924441.2067 | 137.5305 | 137.2354 | -0.29511 | 133.1648 | -4.3657 | Central Canterbury (Orion New Zealand) | 841 | 10037
[10 empty] | Ashburton (Electricity Ashburton) | 111 | 701
[10 empty] | South Canterbury (Alpine Energy) | 50 | 1021
[10 empty] | Waitaki (Network Waitaki) | 23 | 331
[10 empty] | Queenstown (Aurora Energy) | 53 | 799
[10 empty] | Central Otago (Aurora Energy) | 97 | 2310
[10 empty] | Otago (OtagoNet JV) | 29 | 422
[10 empty] | Dunedin (Aurora Energy) | 22 | 949
[10 empty] | Southland (The Power Company) | 53 | 710
[10 empty] | Invercargill (Electricity Invercargill) | 12 | 192
[11 empty] | 4924 | 75071